## All
Test | Test Code | Sample Type (Preferred, Acceptable) | Turn around time (hours) | Sex | Age unit | Lower age limit | Upper age limit | Lower limit | Upper limit | Units | Source | Comments
Plasma 3-methoxytyramine | 3MT |  |  | ALL | ALL | ALL | ALL | 0 | 180 | pmol/L | Clin Chim Acta 2010; 411:546-552
17-hydroxyprogesterone (blood) | 17-OHP |  |  | Male | Years | N/A | Up to 1 | None | ≤2.4 | nmol/L | Males and females up to 15 years: Bae YJ, Zeidler R, Baber R, Vogel M, Wirkner K, Loeffler M, Ceglarek U, Kiess W, Körner A, Thiery J, Kratzsch J. Reference intervals of nine steroid hormones over the life-span analyzed by LC-MS/MS: Effect of age, gender, puberty, and oral contraceptives. J Steroid Biochem Mol Biol. 2019 Oct;193:105409. doi: 10.1016/j.jsbmb.2019.105409. Females >15 years: Eisenhofer G, Peitzsch M, Kaden D, Langton K, Pamporaki C, Masjkur J, Tsatsaronis G, Mangelis A, Williams TA, Reincke M, Lenders JWM, Bornstein SR. Reference intervals for plasma concentrations of adrenal steroids measured by LC-MS/MS: Impact of gender, age, oral contraceptives, body mass index and blood pressure status. Clin Chim Acta. 2017 Jul; 470:115-124. doi: 10.1016/j.cca.2017.05.002. Epub 2017 May 4.
|  |  |  | Male | Years | 1 | Up to 5 | None | ≤2.6
|  |  |  | Male | Years | 5 | Up to 10 | None | ≤2.1
|  |  |  | Male | Years | 10 | Up to 15 | None | ≤3.9
|  |  |  | Male | Years | 15 | Up to 20 | 1.3 | 6.9
|  |  |  | Male | Years | 20 | Up to 40 | 0.9 | 6.3
|  |  |  | Male | Years | 40 | Up to 60 | 0.7 | 5.2
|  |  |  | Male | Years | 60 | Up to 80 | 0.7 | 4.4
|  |  |  | Female | Years | N/A | Up to 1 | None | ≤2.3
|  |  |  | Female | Years | 1 | Up to 5 | None | ≤1.9
|  |  |  | Female | Years | 5 | Up to 10 | None | ≤1.8
|  |  |  | Female | Years | 10 | Up to 15 | None | ≤7.2
|  |  |  | Female | Years | 15 | unspecified | 0.4 | 5
25-Hydroxy Vitamin D | 25VITD VITD2 VITD3 |  |  | autocomments: Thresholds for treatment are based on Total 25(OH)VitD i.e the sum of 25(OH)VitD2 and 25(OH)VitD3. For guidance refer to National Osteoporosis Society Guidelines (2018). Total 25(OH)VitD <25nmol/L: Consistent with VitD deficiency. Treatment with colecalciferol recommended. Total 25(OH)VitD 25-50 nmol/L: VitD status may be inadequate in some patient groups. Treatment with colecalciferol advised in high-risk groups. Total 25(OH)VitD >50 nmol/L: Adequate VitD status. Supplementation not usually required. Total 25(OH)VitD >375 nmol/L: VitD levels may be associated with toxicity. | [5 empty] | nmol/L | National Osteoporosis Society guidelines (2018).
Alpha-1 antitrypsin (blood) | A1AT |  |  | Both |  | All | All | 0.9 | 2 | g/L
Adjusted Calcium | ACA |  |  | Both | d | 0 | <14 | 1.9 | 2.8 | mmol/L | Historical RMCH data for paeds based on Meites Crit Rev Clin Lab Sci 1975; 6: 1-18 and Soldin 5th edition. Adults based on pathology Harmony Intention is to adopt the Wythenshawe adjusted Ca formula.
|  |  |  | Both | d | 14 | <28 | 2.2 | 2.7
|  |  |  | Both | d | 28 | <18yrs | 2.2 | 2.7
|  |  |  | Both | yr | 18 | 150 | 2.2 | 2.6
ACE (Angiotensin Converting Enzyme) | ACE |  |  | ALL | Y | 0.5 | 18 | 29 | 112 | IU/L | Buhlmann Kit insert
|  |  |  | ALL | Y | 18 |  | 20 | 70
|  |  |  | ALL | Y | 0 | 0.5 | NULL | NULL
AFP (blood) | AFP |  |  | M+F | Day | 0 | <2 | 0 | 103990 | kIU/L | Pead: Derived in house from Blohm et al Paed Haem Onc (1998) 15: 135-142 and Wu et al Pediatr Res (1981) 15:50-52 adult: Roche method sheet Ref. No. 04491742190 v5 07/02/17
|  |  |  | M+F | Day | ≥2 | <8 | 0 | 60750
|  |  |  | M+F | Day | ≥8 | <15 | 0 | 48590
|  |  |  | M+F | Day | ≥15 | <22 | 0 | 19000
|  |  |  | M+F | Day | ≥22 | <29 | 0 | 5500
|  |  |  | M+F | Week | ≥5 | <6 | 0 | 4750
|  |  |  | M+F | Week | ≥6 | <8 | 0 | 1650
|  |  |  | M+F | Month | ≥2 | <3 | 0 | 850
|  |  |  | M+F | Month | ≥3 | <4 | 0 | 350
|  |  |  | M+F | Month | ≥4 | <5 | 0 | 100
|  |  |  | M+F | Month | ≥5 | <9 | 0 | 3
|  |  |  | M+F | Month/Year | ≥9 | <18 | 0 | 5
|  |  |  | M+F | Year | ≥18 | N/A | 0 | 6
Anti-hypertensive Medication Screen (urine) | AHTN |  |  | N/A | [5 empty] | N/A | N/A
Albumin (blood) | ALB |  |  | Both | D | 0 | 28 | 25 | 35 | g/L | ORC data children (Pathology Harmony for adults 60 – 80 g/L)
|  |  |  | Both | D | 29 | 182 | 28 | 40
|  |  |  | Both | D/Y | 183 | 17 | 30 | 45
|  |  |  | Both | Y | >17 | 18 | 34 | 48
|  |  |  | Both | Y | >18 |  | 35 | 50
Aldosterone | ALDO |  |  | Male | years | 16 | 150 | 0 | 630 | pmol/L | In-house comparison with Leeds. See Qpulse BI-F-MS-30. No paediatric data available. Paed samples sent to QEH, Birmingham Age 16 years chosen as cut-off as very similar to inhouse paed ref range data in 10-18 years (see CB-REP-MD-19)
|  |  |  | Female | years | 16 | 150 | 0 | 630
Aldosterone: Paediatric | ALDOP |  |  | M, F | days | 0 | 30 | 139 | 4856 | pmol/L | See CB-REP-MD-19 (literature review)
|  |  |  | M, F | months | 1 | Up to 12 | 139 | 2498
|  |  |  | M, F | years | 1 | Up to 2 | 194 | 1499
|  |  |  | M, F | years | 2 | Up to 10 | 83 | 971
|  |  |  | M, F | years | 10 | Up to 18 | 56 | 611
Alkaline Phosphatase (blood) | ALP |  |  | Both | D | 0 | 7 | 75 | 300 | U/L | Adult : Pathology Harmony Paediatrics: Up to 18mo / 540d, data from inpatient study (Q Pulse CB-REP-MD-36); Precise historical origin for older children is unclear, but is in broad consensus with data from Paediatric Reference Intervals (Fifth Edition) Soldin et al. AACC Press 2003. Adjusted slightly upwards following clinical feedback. Data for 2 years and above – CALIPER.
|  |  |  | Both | D | 8 | 28 | 90 | 477
|  |  |  | Both | D | 8 | 28 | 90 | 477
|  |  |  | Both | D | 29 | 90 | 90 | 540
|  |  |  | Both | D | 91 | 180 | 77 | 540
|  |  |  | Both | D | 181 | 360 | 87 | 382
|  |  |  | Both | D | 361 | 540 | 69 | 434
|  |  |  | Both | D | 541 | 730 | 60 | 370
|  |  |  | F | Y | 2 | < 10 | 60 | 320
|  |  |  | M | Y | 2 | < 10 | 60 | 300
|  |  |  | Both | Y | 10 | < 13 | 129 | 417
|  |  |  | F | Y | 13 | < 15 | 57 | 254
|  |  |  | M | Y | 13 | < 15 | 116 | 468
|  |  |  | F | Y | 15 | < 17 | 50 | 117
|  |  |  | M | Y | 15 | < 17 | 82 | 331
|  |  |  | F | Y | 17 | < 18 | 45 | 87
|  |  |  | M | Y | 17 | < 18 | 55 | 149
|  |  |  | Both | Y | 18 | - | 30 | 130
Alkaline Phosphatase Isoenzymes (blood) | ALPISO |  |  | N/A | [5 empty] | N/A | N/A
Alanine aminotransferase (blood) | ALT |  |  | Both | D | 0 | 28 |  | 90 | IU/L | Roche data for > 28 days. In house ORC data for ≤ 28 days
|  |  |  | F | D | 29 |  |  | 35
|  |  |  | M | D | 29 |  |  | 50
antimullerian hormone | AMH |  |  | Male | Days | 0 | <3 | 68 | 523.7 | pmol/L | Yates AP et al. Paediatric reference intervals for plasma anti-Müllerian hormone: comparison of data from the Roche Elecsys assay and the Beckman Coulter Access assay using the same cohort of samples. Ann Clin Biochem. 2019;56(5):536-547. | Male ref ranges updated May 2020 (Qpulse BC-IT-CC-32)
|  |  |  | Male | Days | 3 | <8 | 138.3 | 1023.7
|  |  |  | Male | Days | 8 | <11 | 195.2 | 1200.9
|  |  |  | Male | Days | 11 | <21 | 140.1 | 1130.9
|  |  |  | Male | Days | 21 | <29 | 212 | 951.4
|  |  |  | Male | Days | 29 | <365 | 203.8 | 971.7
|  |  |  | Male | Years | 1 | <5 | 268.6 | 1229.9
|  |  |  | Male | Years | 5 | <8 | 206.2 | 956.5
|  |  |  | Male | Years | 8 | <12 | 84 | 976.4
|  |  |  | Male | Years | 12 | <15 | 8.8 | 286.8
|  |  |  | Male | Years | 15 | <18 | 16.8 | 130
|  |  |  | Female | Days | 0 | <29 |  | </= 6.7
|  |  |  | Female | Days | 29 | <365 |  | </= 31.2
|  |  |  | Female | Years | 1 | <5 | 1.3 | 43.7
|  |  |  | Female | Years | 5 | <8 | 1.4 | 39.5
|  |  |  | Female | Years | 8 | <12 | 2.9 | 52.8
|  |  |  | Female | Years | 12 | <15 | 3 | 46.6
|  |  |  | Female | Years | 15 | <18 | 2.1 | 84.1
Amikacin | AMIK |  |  | autocomment on all: ONCE DAILY DOSING (O.D.D.): Trough level: less than 5 mg/L Peak levels not required to assess therapy. Non-tuberculosis mycobacterium (NTM) O.D.D. peak 25-35 mg/L MULTIPLE DAILY DOSING (M.D.D.): Trough level: less than 10 mg/L Peak level (1h post dose): <30 mg/L Non-tuberculosis mycobacterium (NTM) 3x/week peak: 65-80 mg/L | [5 empty] | mg/L | SOPS and discussion with pharmacy
Ammonia (Blood) | AMM |  |  | M/F | month | 0 | 1 | 0 | 100 | µmol/L | MetBionet
|  |  |  | M/F | month | 1 | >1 | 0 | 40
Androstenedione | AND |  |  | Female | days | 0 | 14 | None | 2.5 | nmol/L | Kyriakopoulou L, Yazdanpanah M, Colantonio DA, et al. A sensitive and rapid mass spectrometric method for the simultaneous measurement of eight steroid hormones and CALIPER pediatric reference intervals. Clinical Biochemistry 2013;46:642e51. DOI: 10.1016/j.clinbiochem.2013.01.002 Kushnir MM, Blamires T, Rockwood AL, Roberts WL, Yue B, Erdogan E, Bunker AM, Miekle AW. Liquid chromatography-tandem mass spectrometry assay for androstenedione, dehydroepiandrosterone, and testosterone with pediatric and adult reference ranges. Clin Chem 2010; 56: 1138 - 47
[5 empty] | days | 15 | 364 | None | 5.7
[5 empty] | months | 12 | 24 | None | <0.5
[5 empty] | years | 2 | 3 (+364 days) | None | <0.5
[5 empty] | years | 4 | 5 (+364 days) | None | <0.6
[5 empty] | Years | 6 | 7 (+364 days) | 0.1 | 1
[5 empty] | Years | 8 | 9 (+364 days) | 0.1 | 1.5
[5 empty] | years | 10 | 11 (+364 days) | 0.3 | 4.3
[5 empty] | years | 12 | 13 (+ 364 days) | 0.8 | 6
[5 empty] | years | 14 | 15 (+364 days) | 1.4 | 7
[5 empty] | years | 16 | 17 (+364 days) | 1.2 | 7.4
[5 empty] | years | >18 (pre-menopausal) |  | 0.9 | 7.5
[5 empty] | years | >18 (post-menopausal) |  | 0.5 | 2.9
|  |  |  | Male | days | 0 | 14 | None | 2.5
[5 empty] | days | 15 | 364 | None | 5.7
[5 empty] | months | 12 | 24 | None | <0.5
[5 empty] | years | 2 | 3 (+364 days) | None | <0.4
[5 empty] | years | 4 | 5 (+364 days) | None | <0.5
[5 empty] | Years | 6 | 7 (+364 days) | 0.1 | 0.8
[5 empty] | Years | 8 | 9 (+364 days) | 0.1 | 1
[5 empty] | years | 10 | 11 (+364 days) | 0.2 | 1.4
[5 empty] | years | 12 | 13 (+ 364 days) | 0.3 | 2.2
[5 empty] | years | 14 | 15 (+364 days) | 0.6 | 3.3
[5 empty] | years | 16 | 17 (+364 days) | 1 | 3.9
[5 empty] | years | 18 | 39 (+364 days) | 1.2 | 4.7
[5 empty] | years | 40 | 67 | 0.8 | 3.1
ANION GAP | ANION |  |  | M/F | Y | 0 | 150 | 12 | 16 | mmol/L | ?
Aldosterone:renin ratio | ARR |  |  | M, F | years | 18 | 150 |  |  | N/A | In house comparison with Leeds See: BI-F-MS-30, No ARR ref range but results >2000 c/w Conn’s, 1000-2000 equivocal
Aspartate aminotransferase (blood) | AST |  |  | Both | D | 0 | 14 | 20 | 98 | U/L | Roche data for > 28 days. In house ORC data for ≤ 28 days
|  |  |  | Both | D/Y | 15 | 3 | 16 | 69
|  |  |  | F | Y | >3 |  |  | <35
|  |  |  | M | Y | >3 |  |  | <50
Serum Vitamin B12 | B12 |  |  | All | All | All | All | 197 | 771 | ng/L | Wythenshawe reporting document
Ciclosporin | BCYC |  |  | no ref ranges | [5 empty] | ug/L | N/A
β-hydroxybutyrate (blood) | BHB |  |  | No reference range | [5 empty] | µmol/L | N/A
Blood bHCG | BHCG |  |  | F+M | months | 0 | 3 | 0 | 50 | IU/L | < 3 months: EJPed 1981 vol 136 p87-89 and medscape article plus Schneider DT, Calaminus G, Gobel U: Diagnostic value of alpha 1-fetoprotein and beta-human chorionic gonadotropin in infancy and childhood. Pediatr Hematol Oncol 2001;18:11-26 > 3 months: ?
|  |  |  | F+M | Year | 0 | 150 | 0 | 4
Breath Hydrogen Test – Lactulose | BHTLAC |  |  | None (interpretative comments added) | [5 empty] | ppm (parts per million) | N/A
Breath Hydrogen Test – Lactose or Sucrose | BHTLS |  |  | None (interpretative comments added) | [5 empty] | ppm (parts per million) | N/A
Bicarbonate (Blood) | BIC |  |  | M/F | Y | 0 | 16 | 19 | 28 | mmol/L | Pathology Harmony
|  |  |  | M/F | Y | 16 | 150 | 22 | 29
Total Bilirubin | BIL |  |  | Both | D | 0 | 28 |  |  | µmol/L | Pathology Harmony | No reference ranges are issued with report for neonates (up to 28d)
|  |  |  | Both | D | >28 |  |  | 21
Bile Acids (BILAC) (serum/plasma) | BILAC |  |  | all | y | 18 | 150 | 0 | 14 | µmol/L | https://www.rcog.org.uk/globalassets/documents/guidelines/gtg_43.pdf RCOG Green Top Guideline 43 ‘Obstetric Cholestasis’ accessed 01/07/2021. Some centres use 0 to 10 mol/L but levels in healthy pregnancy tend to be higher than in non-pregnant women, and the risk of complications increases by about 1% per 1 µmol/L increase above upper limit of RR. *Paediatric reference intervals are not separately described, and it is assumed that ‘normal’ values are the same as for adults. For a review of serum bile acids metabolism in paediatrics, click here: https://www.ncbi.nlm.nih.gov/labs/pmc/articles/PMC7214672/
|  |  |  | all | y | 0 | 18 | * | *
NTproBNP (blood) | BNP | [5 empty] | 4W | NA | NA | ng/L | https://link.springer.com/content/pdf/10.1007/s00246-008-9258-4.pdf . Nir et al Pediatric Cardiology, 30 3-8 (2009).
[7 empty] | 1Y | 37 | 646
[7 empty] | 2Y | 39 | 413
[7 empty] | 6Y | 23 | 289
[7 empty] | 14Y | 22 | 157
[7 empty] | 18Y | 6 | 158
[7 empty] | 150Y | 0 | 400
17-Hydroxyprogesterone – Blood Spot | BS17P. (Dynamic Function test code: 17BS) |  |  | no ref range | [5 empty] | nmol/L | N/A
TSH – Blood spot | BSTSH |  |  | All |  | All ages |  | 0 | 3 | mU/L | Unknown
Busulfan Pharmacokinetics (blood) | BUPK |  |  | There is no defined reference range for Busulfan. Rather, drug dosage is targetted according to the total area under the curve (AUC) of the Busulfan Pharmacokinetics profile. Target AUC values vary according to the indication for bone marrow transplant, co-adminsitered chemotherapeutics and clinical status of the patient. Target AUC ranges are described for a number of common scenarios on the Busulfan PK report, which were written by Prof Rob Wynn. | [5 empty] | mg/L/hr | AUC target ranges reported on the Busulfan PK reports, agreed locally in conjunction with the Paediatric Bone Marrow Transplant team.
Calcium (serum/plasma) | CA |  |  | Both | yr | 0 | <1 | 2.16 | 2.74 | mmol/L | For total calcium, sources are CALIPER for paeds and Pathology Harmony for adults
|  |  |  | Both | yr | 1 | <18 | 2.31 | 2.64
|  |  |  | Both | yr | 18 | - | 2.2 | 2.6
CA125 | CA125 |  |  | F+M | Year | 0 | 150 | 0 | 34 | kU/L | Roche method sheet Ref. No. 11776223190 v1 23/09/16, NICE guidelines
Ca19-9 (blood) | CA19-9 |  |  | M+F | Year | 0 | 150 | 0 | 33 | kU/L
Caeruloplasmin (serum/plasma) | CAE |  |  | All | Weeks | 0 | 0 to 8weeks | 45 | 213 | mg/L | Neonates - Historical derivation. Reasonable agreement with Soldin 5th Ed (55 - 286). Paediatrics - <200 for diagnosis of Wilson's Disease: http://www.eurowilson.org/professional/diagnosis/index.phtml
|  |  |  | All | Weeks/Years | >8 | 8 weeks to 1 years | 109 | 371
|  |  |  | All | years | 1 | 18 | 181 | 416
|  |  |  | All | Years | 18 | 18 to 150 | 200 | 600
AFP (CSF) | CAFP |  |  | all | weeks | all | 6 | 2 | 889 | kU/L |  | Assays on fluid are not UKAS ISO15189 accredited.
|  |  |  | All | W/M | 6 weeks | 2 months | 0 | 13
|  |  |  | All | M | >2 months |  | 0 | 3kU/L
Carbamazepine | CBZ |  |  | Not age or gender specific 4.0 – 12.0 mg/L <25 mg/L not usually seriously toxic >26 mg/l associated with life threatening toxicity | [5 empty] | Mg/L | Roche kit insert
Carcinoembryonic antigen (CEA) | CEA |  |  | M+F | Year | 0 | 150 | 0 | 5 | µg/L
Estimated GFR (Children's) and Patient height (cm) | CEGFR |  |  | No reference range | [5 empty] | mL/min/1.73m^2, cm (for height)
CSF glucose | CGLU |  |  | All | Years | 1 year | 150 years | 2.2 | 4.4 | mmol/L | PHE CSF analysis guideline
|  |  |  | All | Months | 2 months | 12 months | 1.9 | 5
|  |  |  | All | Days | 29 days | 58 days | 1.6 | 5.6
|  |  |  | All | Days | 0 days | 28 days | 1.9 | 5.6
Beta HCG (CSF) | CHCG |  |  | no ref range | [5 empty] | IU/L | N/A | Assays on fluid are not UKAS ISO15189 accredited.
Cholinesterase Activity and Phenotype (blood) | CHEP |  |  | 620-1370 | [5 empty] | U/L | Historical reference range. Reference range to be reviewed using data from "normal" phenotype patients (etc 12 months)
Creatine Kinase, total (CK) (Plasma/serum) | CK |  |  | MALE | d | 0 | 90 | 1 | 475 | IU/L | Adult: Pathology harmony Paed: Ridefelt P et al. Pediatric reference intervals for general clinical chemistry components - merging of studies from Denmark and Sweden. Scand J Clin Lab Invest. 2018;78(5):365-372.
[5 empty] | m | 3 | 12 | 1 | 250
[5 empty] | y | 1 | 150 | 40 | 320
|  |  |  | FEMALE | d | 0 | 90 | 1 | 475
[5 empty] | m | 3 | 12 | 1 | 250
[5 empty] | y | 1 | 150 | 25 | 200
Chloride | CL |  |  | All | Y |  | 150 | 95 | 108 | mmol/L | Pathology Harmony
CSF lactate | CLAC |  |  | all | all | all | All | 1.1 | 2.4 | mmol/L | PHE CSF analysis guideline
Cobalt and Chromium (whole blood) | COCR |  |  | autocomment applied to all: MDA/2017/018: If metal ion levels in whole blood are equal to or greater than 119nmol/L (cobalt) or 135nmol/L (chromium) (i.e. seven parts per billion (ppb) for either metal ion), a second test should be performed 3 months after the first in order to identify patients who require closer surveillance, which may include cross sectional imaging. N.B. MHRA threshold does not apply to stemmed total hip replacements. | [5 empty] | nmol/L | MHRA recommendation
Conjugated bilirubin (blood) | CONBIL |  |  | Both | D | 0 | 28 | 1 | 13 | µmol/L | Discussion with paediatric consultants and NICE guidance – no need to phone but should be flagged to review
|  |  |  | Both | D/Y | 29 | 18 | 1 | 8
|  |  |  | Both | Y | >18 |  |  | <5
Cortisol | CORT CORTMS |  |  | No reference range autocomment on all: Reference range 08:30-11:30 AM 100-500 nmol/L | [5 empty] | nmol/L | Reference range comment from Roche Elecsys Cortisol II 07027150500V4.
C-peptide (blood) | CPEP | [6 empty] | 343 | 1803 | pmol/L | Mercodia C-peptide ELISA Directions for Use Version 10.0
Creatinine Clearance | CRC |  |  | ALL | ALL | ALL | ALL | 71 | 151 | mL/min | Roche IFU Cat no. 04810716190 v20 March ‘20
CREATININE (blood) | CREA |  |  | M | days | 0 | 14 | 27 | 81 | µmol/L | Roche method sheet, Ref. No. 05168589190 v9 06/12/16 and National paediatric AKI group recommended reference ranges
|  |  |  | M | days | 14 | 365 | 14 | 34
|  |  |  | M | years | 1 | < 3 | 15 | 31
|  |  |  | M | years | 3 | < 5 | 23 | 37
|  |  |  | M | years | 5 | <7 | 25 | 42
|  |  |  | M | years | 7 | <9 | 30 | 48
|  |  |  | M | years | 9 | <11 | 28 | 57
|  |  |  | M | years | 11 | 11 | 36 | 64
|  |  |  | M | years | 12 | 12 | 36 | 67
|  |  |  | M | years | 13 | 13 | 38 | 76
|  |  |  | M | years | 14 | 14 | 40 | 83
|  |  |  | M | years | 15 | 15 | 47 | 98
|  |  |  | M | years | 16 | 16 | 54 | 99
|  |  |  | M | years | 16 | 19 | 55 | 104
|  |  |  | M | years | 19 | 150 | 59 | 104
|  |  |  | F | days | 0 | 14 | 27 | 81
|  |  |  | F | days | 14 | 365 | 14 | 34
|  |  |  | F | years | 1 | < 3 | 15 | 31
|  |  |  | F | years | 3 | < 5 | 23 | 37
|  |  |  | F | years | 5 | <7 | 25 | 42
|  |  |  | F | years | 7 | <9 | 30 | 48
|  |  |  | F | years | 9 | <11 | 28 | 57
|  |  |  | F | years | 11 | 11 | 36 | 64
|  |  |  | F | years | 12 | 12 | 36 | 67
|  |  |  | F | years | 13 | 13 | 38 | 74
|  |  |  | F | years | 14 | 14 | 43 | 75
|  |  |  | F | years | 15 | 15 | 44 | 79
|  |  |  | F | years | 16 | 16 | 48 | 81
|  |  |  | F | years | 16 | 150 | 45 | 84
C-Reactive protein (CRP) (Plasma/serum) | CRP |  |  | All | Y | 18 | 150 | 0.6 | 5 | mg/L | Roche IFU (lower limits not specified, but the lower limit of quantitation is 0.6 mg/L)
|  |  |  | All | Y | 0 | 17 | 0.6 | 5
CSF total protein | CTP |  |  | All | Months/Years | 2 months | 150 years | 0.15 | 0.45 | g/L
|  |  |  | All | Weeks/Months | 4 weeks | 2 months | 0.2 | 0.7
|  |  |  | All | Days/weeks | 7 days | 4 weeks | 0.2 | 0.8
|  |  |  | All | Days | 0 days | 7 days | 0.4 | 1.1
CTx (C-terminal telopeptides) | CTX |  |  | M |  | All | All | 38 | 724 | ng/L | IDS ISYS CTX kit insert
|  |  |  | F | None - Reference range applied as an auto comment to all female patients
Copper (serum) | CU |  |  | All | Months | 0 | <3 | 1.5 | 7 | µmol/L | Lockitch G. Trace elements in pediatrics. J Internat Fed Clin Chem 1996;9(2):46-8, 50-1 Heitland et al J Trace Elements in medicine and biology v20 (2006) p253-262.
|  |  |  | All | Months | 3 | <6 | 4 | 17
|  |  |  | All | Months | 6 | <12 | 8 | 20.5
|  |  |  | All | Years | 1 | <6 | 12.5 | 23.5
|  |  |  | All | Years | 6 | <10 | 13 | 21.5
|  |  |  | All | Years | 10 | <14 | 12.5 | 19
|  |  |  | All | Years | 14 | 120 | 13 | 26
Cystatin C | CYSC |  |  | ALL | Years | 50 | 150 | 0.61 | 1.4 | mg/L | Adults - Ann Clin Biochem. 2000 Jan;37 ( Pt 1):49-59 and USNKF guidance; Paediatrics - study 1 quoted in Paediatric Reference Intervals (5th Ed). Soldin, Bugnara and Wong. AACC Press 2003; Premature babies Arch Dis Child 2000;82:71–75.
|  |  |  | ALL | Years | 18 | 50 | 0.56 | 0.98
|  |  |  | ALL | Years | 1 | 17 | 0.56 | 1.3
|  |  |  | ALL | Days | 29 | 364 | 0.7 | 1.5
|  |  |  | ALL | Days | 0 | 28 | 0.8 | 2.3
Dexamethasone | DEX |  |  | no ref range. Comment Concentrations <3.0 nmol/L suggest impaired absorption or excess metabolism of dexamethasone. Consider an alternative biochemical screening test to investigate hypercortisolism | [5 empty] | nmol/L | Wythenshawe in-house validation & verification (V&V) data. Dexamethasone method validation data: Q-Pulse BI-F-MS-61; Hawley, J., et al. Annals of Clinical Biochemistry, vol. 55, no. 6, Nov. 2018, pp. 665–672; Ueland GA, et al. Eur J Endocrinol 2017; 176: 705–713.
Dehydroepiandrosterone Sulphate (DHEAS) | DHEAS |  |  | Female | years | 0 | 4 (+364 days) | None | ≤1.0 | µmol/L | Source: Bae et al. Reference intervals of nine steroid hormone over the life-span analysed by LC-MS/MS: Effect of age, gender, puberty, and oral contraceptives. J Steroid Biochem Mol Biol (2019) DOI: 10.1016/j.jsbmb.2019.105409
[5 empty] | years | 5 | 9 (+364 days) | None | ≤2.8
[5 empty] | years | 10 | 14 (+364 days) | None | ≤5.8
[5 empty] | Years | 15 | 19 (+364 days) | 1.2 | 11
[5 empty] | Years | 20 | 39 (+364 days) | 1.2 | 8
[5 empty] | years | 40 | 59 (+364 days) | None | ≤6.5
[5 empty] | years | 60 | 80 | None | ≤4.8
|  |  |  | Male | years | 0 | 4 (+364 days) | None | ≤1.0
[5 empty] | Years | 5 | 9 (+364 days) | None | ≤2.7
[5 empty] | Years | 10 | 14 (+364 days) | None | ≤6.8
[5 empty] | years | 15 | 19 (+364 days) | 1.5 | 12
[5 empty] | years | 20 | 39 (+364 days) | 1.8 | 12.8
[5 empty] | years | 40 | 59 (+364 days) | None | ≤10.1
[5 empty] | years | 60 | 80 | None | ≤8.7
Digoxin (Blood) | DIG |  |  | Not age or gender specific 0.6-1.2 ug/L | [5 empty] | mg/L | Roche kit insert
Estimated Glomerular Filtration Rate CKD-EPI 2012 (EGFR) | EGFR |  |  | all | Y | 18 | 150 | 90* | none | ml/min/1.73m2 | https://kdigo.org/wp-content/uploads/2017/02/KDIGO_2012_CKD_GL.pdf
Faecal Elastase | ELAST |  |  | ALL | ALL | ALL | ALL | 201 | NONE | µg/g | ScheBo kit insert
Blood Ethanol | ETOH |  |  | No ref range | [5 empty] | mg/L | N/A
Everolimus (Blood) | EVEROL | [6 empty] | 3 | 8 | µg/L | Discussion with transplant Physicians
Free Androgen Index (FAI) | FAI |  |  | Female | Years | 18 | 49 + 364 days | 0.3 | 5.6 | % | Adults - Roche kit insert 07027915500, 2021-10, V3.0
[5 empty] | Years | 50 | 150 | 0.2 | 3.6
|  |  |  | Male | NA, not provided in males
Fluid albumin | FALB |  |  | No reference range | [5 empty] | g/L |  | Assay not validated for fluid. Assays on fluid are not UKAS ISO15189 accredited.
Fluid Bilirubin | Fbil |  |  | No reference range | [5 empty] | µmol/L | N/A
Fluid calcium | FCA |  |  | No reference range | [5 empty] | mmol/L |  | Assay not validated for fluid. Assays on fluid are not UKAS ISO15189 accredited.
Faecal Calprotectin (faeces) | FCAL and FCAL1(primary care distinguished from secondary see comments fields) |  |  | <100 – negative 100-250 – equivocal >250 - positive | [5 empty] | mg/g | Adopted from York group
Faecal Sugar Chromatography | FCHROM |  |  | no ref range | [5 empty] | N/A | N/A
Chloride (Fluids) | FCL |  |  | all | none | all | none | none | none | mmol/L | N/A
Iron | FE |  |  | all | W-Y | 4 | 1 | 10 | 30 | µmol/L | Soldin and Roche IFU
|  |  |  | all | Y | 1 | 10 | 5 | 25
|  |  |  | all | Y | 10 | 18 | 10 | 25
|  |  |  | all |  | 18 | 150 | 5.8 | 34.5
Fractional excretion of potassium | FEK |  |  | autocomment: >10% suggests renal cause for hypokalaemia, <10% suggests extra-renal cause | [5 empty] | %
Fractional Excretion of Sodium | FENA |  |  | autocomment: <1% suggests pre-renal cause for hyponatraemia, >1% renal wasting of sodium and >4% an obstructive cause | [5 empty] | %
Ferritin | FER |  |  | F | Years | 0 | 5 | 12 | 150 | µg/L | ?
|  |  |  | F | years | 5 | 120 | 15 | 150
|  |  |  | M | years | 0 | 5 | 12 | 400
|  |  |  | M | years | 5 | 120 | 15 | 400
Free Fatty Acids (blood) | FFA |  |  | No reference range | [5 empty] | µmol/L | N/A
FIB4 (blood) | FIB4 |  |  | Comment: Score <1.45 suggests low risk of liver fibrosis, A score between 1.45 and 2.67 identifies patients at moderate risk of liver fibrosis, A score of >2.67 is consistent with significant fibrosis. Suggest referral to hepatology if not already made. | [5 empty] | none | https://cks.nice.org.uk/topics/non-alcoholic-fatty-liver-disease-nafld/
Faecal Immunological Testing (FIT; faeces) | FIT / FIT1 – FCAL comments are differentiated by location primary care = FIT, secondary care = FIT1 |  |  |  | y | 18 |  | 10 |  | µg Hb/g | SOP | <10 µg Hb/g faeces: Negative ≥10 µg Hb/g faeces: Positive
Ca125 (Fluid) | FLCA125 |  |  | No reference Range | [5 empty] | kU/L | N/A | Assay not validated for Fluid Assays on fluid samples are not UKAS ISO15189 accredited.
CA19-9 (Fluid) | FLCA199 |  |  | No reference Range | [5 empty] | kU/L | N/A | Assay not validated for Fluid Assays on fluid samples are not UKAS ISO15189 accredited.
CEA (Fluid) | FLCEA |  |  | No reference Range | [5 empty] | µg/L | N/A | Assay not validated for Fluid Assays on fluid samples are not UKAS ISO15189 accredited.
Cholesterol (Fluid) | FLCHOL |  |  | No reference Range | [5 empty] | mmol/L | N/A | Assay not validated for Fluid Assays on fluid samples are not UKAS ISO15189 accredited.
Creatinine (Fluid) | FLCR |  |  | No reference Range | [5 empty] | µmol/L | N/A | Assays on fluid samples are not UKAS ISO 15189 accredited.
Fluid glucose | FLGLU |  |  | No reference Range | [5 empty] | mmol/L | N/A
POTASSIUM (Fluid) | FLK |  |  | No reference Range | [5 empty] | mmol/L | N/A | Assays on fluid samples are not UKAS ISO 15189 accredited.
Lactate Dehydrogenase (Fluid) | FLLDH |  |  | No Reference Interval; interpretation depends on other tests and clinical status. Light’s criteria - Exudate if fluid to plasma lactate dehydrogenase (LDH)/serum LDH ratio is greater than 0.6. Exudate if LDH level greater than two-thirds the upper limit of the laboratory's reference range of serum LDH. | [5 empty] | U/L | Pleural effusions: the diagnostic separation of transudates and exudates. Ann Intern Med. 1972; 77(4):507-13; Light RW; Macgregor MI; Luchsinger PC; Ball WC
Lipase (Fluid) | FLLPS |  |  | No reference Range | [5 empty] | U/L | N/A | Assays on fluid samples are not UKAS ISO 15189 accredited.
Sodium (Fluid) | FLNA |  |  | No reference Range | [5 empty] | mmol/L | N/A | Assays on fluid samples are not UKAS ISO 15189 accredited.
Fluid Osmolality | FLOSM |  |  | No reference Range | [5 empty] | mmol/Kg | N/A
pH (Fluids, usually pleural fluid) | FLPH |  |  | all | y | all | none | * | * | pH | https://acutecaretesting.org/en/articles/clinical-aspects-of-pleural-fluid-ph *Animal model data 7.60 to 7.66. One human study reported mean PF pH of 7.64
Fluid total protein | FLTP |  |  | No reference Range - autocomment "Light’s criteria: a pleural fluid : serum protein ratio >0.5 is suggestive of an exudative pleural effusion" | [5 empty] | g/L |  | Assays on fluid samples are not UKAS ISO 15189 accredited.
Triglycerides (Fluid) | FLTRIG |  |  | No reference Range | [5 empty] | mmol/L | N/A | Assay not validated for fluid. Assays on fluid are not UKAS ISO15189 accredited.
URATE (ASPIRATE) | FLUA |  |  | No reference Range | [5 empty] | µmol/L | N/A
Fluid Urea | FLUR |  |  | No reference Range | [5 empty] | mmol/L | N/A
Folate (blood) | FOL |  |  | All | All |  |  | 3.9 | 20 | µg/L | Wythenshawe reporting document NICE Clinical Knowledge Summary – summary of B12 and folate deficiency https://cks.nice.org.uk/topics/anaemia-b12-folate-deficiency/
Fluid Phosphate | FPHOS |  |  | no reference rrange | [5 empty] | mmol/L | N/A | Assay not validated for fluid. Assays on fluid are not UKAS ISO15189 accredited.
Free Monomeric Prolactin | FPROL |  |  | Male | Years | 18 | 150 | 67 | 251 | mU/L | Work performed by Mike France found 77.5% recovery of free prolactin on re-analysis following PEG precipitation, hence ref range values for free monomeric prolactin equal the total prolactin ref ranges adjusted by this factor utilising the same age bands. | Not in UKAS scope
|  |  |  | Male | Years | 12 | 17 | 50 | 502
|  |  |  | Male | Years | 9 | 11 | 47 | 581
|  |  |  | Male | Years | 5 | 8 | 53 | 460
|  |  |  | Male | Years | 2 | 4 | 64 | 749
|  |  |  | Male | Years | 1 | 1 | 72 | 824
|  |  |  | Male | Months | 9 | 12 | 115 | 856
|  |  |  | Male | Months | 6 | 8 | 94 | 1715
|  |  |  | Male | Months | 3 | 5 | 88 | 2180
|  |  |  | Male | Days | 61 | 90 | 117 | 2186
|  |  |  | Male | Days | 31 | 60 | 534 | 3261
|  |  |  | Male | Days | 0 | 30 | 698 | 5232
|  |  |  | Female | Years | 18 | 150 | 79 | 384
|  |  |  | Female | Years | 12 | 17 | 65 | 630
|  |  |  | Female | Years | 9 | 11 | 50 | 574
|  |  |  | Female | Years | 5 | 8 | 51 | 488
|  |  |  | Female | Years | 2 | 4 | 63 | 670
|  |  |  | Female | Years | 1 | 1 | 74 | 903
|  |  |  | Female | Months | 9 | 12 | 115 | 856
|  |  |  | Female | Months | 6 | 8 | 94 | 1715
|  |  |  | Female | Months | 3 | 5 | 88 | 2180
|  |  |  | Female | Days | 61 | 90 | 117 | 2186
|  |  |  | Female | Days | 31 | 60 | 534 | 3261
|  |  |  | Female | Days | 0 | 30 | 698 | 5232
Follicle Stimulating Hormone (FSH) | FSH |  |  | Male | years | 18 | 150 | 1.5 | 12.4 | IU/L | Roche kit insert 0702734500v2.2 08-2017
|  |  |  | Female | years | 18 | 150 | Depends on cycle- report as comment
|  |  |  | Female | Follicular |  |  | 3.5 | 12.5
|  |  |  | Female | Mid -cycle |  |  | 4.7 | 21.5
|  |  |  | Female | Luteal |  |  | 1.7 | 7.7
|  |  |  | Female | Post menopausal |  |  | 25.8 | none
Free T3 | FT3 |  |  | M&F | years | ≥18 | 150 | 3.1 | 6.8 | pmol/L | Roche Elecsys TFTs paediatric ranges 2007/8. Adult euthyroid range Roche IFU FT3III 09005803500V1.0
|  |  |  | M&F | years | ≥11 | <18 | 3.93 | 7.7
|  |  |  | M&F | years | ≥6 | <11 | 3.88 | 8.02
|  |  |  | M&F | years | ≥1 | <6 | 3.69 | 8.46
|  |  |  | M&F | months | ≥3 | <12 | 3.3 | 8.95
|  |  |  | M&F | days | ≥4 | <91 | 3 | 9.28
Free T4 | FT4 |  |  | M&F | Years" | ≥18 | 150 | 11.3 | 21.6 | pmol/L | "In-house data analysis (Fiona Ivison 2021) *Elecsys Roche 2007/2008 ranges. **CALIPER ranges for Roche 2019 (altered to remove samples <3 days of age) | Updated Dec 2022
|  |  |  | M&F | Years* | ≥12 | <18 | 11.3 | 21.6
|  |  |  | M&F | Years* | ≥7 | <12 | 12.5 | 21.5
|  |  |  | M&F | Years | ≥1 | <7 | 12.3 | 22.8
|  |  |  | M&F | Months** | ≥1 | <12 | 14 | 22
|  |  |  | M&F | Days** | ≥4 | <30 | 18 | 31
|  |  |  | M&F | days | ≥0 | ≤3 | No ranges - see autocomment to be added to results
Gamma-Glutamyl Transferase (blood) | GGT |  |  | Both | D | 0 | 14 | 17 | 175 | U/L | CALIPER. Ranges different in neonates and inappropriate extending to adults. Only used to 18 years and not 19. Ranges not continuous for ORC. Wythenshawe adult ranges added
|  |  |  | Both | D | 15 | 364 | 5 | 101
|  |  |  | Both | Y | 1 | <11 | 4 | 12
|  |  |  | Both | Y | 11 | <18 | 4 | 16
|  |  |  | M | Y | 18 |  | 10 | 71
|  |  |  | F | Y | 18 |  | 6 | 42
Gentamicin (Blood) | GENT |  |  | Comment: ONCE DAILY DOSING: Pre-dose: less than 1 mg/L Neonates, pre-dose: less than 2 mg/L MULTIPLE DAILY DOSING All patients (without endocarditis): Pre-dose: less than 2 mg/L 1 hr post-dose: 5-10 mg/L All patients (with endocarditis): | [5 empty] | mg/L | Discussion with Pharmacy after comparing current comments
Globulin (blood) | GLOB |  |  | Both | D | 10 | 150 | 15 | 42 | g/L | Roche data for > 28 days. In house ORC data for ≤ 28 days
Glucose, non-fasting random | GLU |  |  | None. Comment added if glucose ≥11.0mmol/L "Random Glucose >11.0 mmol/L diagnostic of DM, if confirmed by repeat" | [5 empty] | mmol/L | WHO
Fasting glucose | GLUF |  |  | All | Years | 18 | 150 | 4.1 | 5.6 | mmol/L | Adults-Tietz textbook of clinical chemistry; paediatrics-Soldin 5th edition/ORC in-house ranges
|  |  |  | All | Days/Years | 8 days | 17 years | 3 | 6.5
|  |  |  | All | Days | 2 days | 7 days | 2.6 | 6.1
|  |  |  | All | Days | 0 days | 6 days | 2 | 6.1
Glucose Tolerance Test (Blood) | GTT |  |  | Comments: WHO Criteria for Diabetes Mellitus on Venous Plasma Normal - Fasting < 6.1mmol/L and 2hr < 7.8 mmol/L Impaired fasting glucose: Fasting 6.1 - 6.9 and 2h <7.8mmol/L Impaired glucose tolerance: Fasting glucose < 7.0 mmol/L and 2 hr plasma glucose between 7.8 and 11.0 mmol/L Diabetes: fasting >6.9 or 2hr > 11.0 mmol/L Fasting glucose <5.3 mmol/L and 120 minute value <8.5 mmol/L: comment: Results exclude gestational diabetes. Fasting glucose of ≥ 5.3 mmol/L and/or 120 minute value ≥ 8.5 mmol/l: Results consistent with gestational diabetes mellitus. Refer to MFT GDM (HAPO) guidelines 2021 | [5 empty] | mmol/L | MFT GDM (HAPO) guidelines 2021. WHO criteria
HbA1c for Diagnosis (blood) | HbA1cD |  |  | 20-41 | [5 empty] | mmol/mol | WHO guidance 2011 (Diagnostic)
HbA1c for Monitoring (blood) | HbA1cM |  |  | No reference range quoted | [5 empty] | mmol/mol | N/A
HDL – blood | HDL |  |  | Both | Day | 0 | <15 | 0.2 | 1 | mmol/L | Caliper range from the excel spreadsheet
|  |  |  | Both | Day/Year | 15 | <1 | 0 | 2
|  |  |  | Both | Year | 1 | <4 | 0.7 | 1.7
|  |  |  | Both | Year | 4 | <13 | 0.8 | 2
|  |  |  | Female | Year | 13 | <16 | 0.7 | 2
|  |  |  | Male | Year | 13 | <19 | 0.7 | 1.9
Human Growth Hormone | HGH |  |  | No reference ranges are provided. Interpretative comments added if part of DFT | [5 empty] | µg/L | N/A
Insulin-like Growth Factor-1 (IGF-1) | IGF1 |  |  | extensive age and sex related reference ranges, see Beaker template for full details | [5 empty] | µg/L | IDS: Insulin-like Growth Factor-I (IGF-I) Global Multicenter Reference Interval Study (adult ranges grouped into wider age bands). J Clin Endocrinol Metab, May 2014, 99(5): 1712-1721
IGF-Binding Protein 3 (IGF-BP3) – Serum | IGFBP3 |  |  | extensive age and sex related reference ranges, see Beaker template for full details | [5 empty] | mg/L | Reference ranges derived from J Clin Endocrinol Metab, May 2014, 99(5): 1675-1686 . Full ranges were provided as a supplementary table from IDS in 6-monthly age bands for paediatrics and 1 year age bands for adults. These ranges were then amalgamated in-house to 1 year age bands for paediatrics and 3 separate age bands for adults (pragmatic decision as little change between the ages groups).
Insulin (blood) | INS |  |  | No reference range | [5 empty] | pmol/L | N/A
Itraconazole | ITRA |  |  | All | ALL | ALL | ALL | 1 | 2 | mg/L | Mycology Department
Jejunal Biopsy Analysis (disaccharidases) | JBX |  |  | M/F | ALL | N/A | N/A | Maltase 130 U/g protein Sucrase 30 U / g protein Lactase 6 / g protein | Maltase 456 U/g protein Sucrase 152 U / g protein Lactase 55 U / g protein | U/g protein | SOP from ORC
Potassium (serum/plasma) | K |  |  | All | years | 18 years | 150 years | 3.5 | 5.3 | mmol/L | Pathology Harmony; Clayton, Biochemistry of the sick child
|  |  |  | All | Weeks / years | 4 weeks | 17 years | 3.5 | 5
|  |  |  | All | Weeks | 0 weeks | 4 weeks | 3.4 | 6
Lactate (blood) | LACT |  |  | M/F | y | 0 | 150 | 0.6 | 2.5 | mmol/L | Pathology Harmony
Lactate Dehydrogenase | LDH |  |  | ALL | Years | 15 | 150 | 139 | 249 | IU/L | Adult range = Roche IFU Cat no. 03004732122 v12 March 2020 Consensus values for males and females (adult range). Paediatric ranges = CALIPER Roche Elecsys.
|  |  |  | MALE | Years | 10 | 14 | 163 | 279
|  |  |  | FEMALE | Years | 10 | 14 | 163 | 269
|  |  |  | ALL | Years | 1 | 9 | 196 | 314
|  |  |  | ALL | Days | 15 | 364 | 169 | 435
|  |  |  | ALL | Days | 0 | 14 | 30 | 1143
LDL (blood) | LDL |  |  | M+F | Year | 0 | <18 | 1.3 | 2.9 | mmol/L
Luteinising Hormone (LH) | LH |  |  | M | years | 18 | 150 | 1.7 | 8.6 | IU/L | Roche kit insert 0702734500v2.0 08-2017 No ref ranges for children
|  |  |  | F | Years | 18 | 150
[6 empty] | Follicular |  | 2.4 | 12.6
[6 empty] | Mid-cycle |  | 14 | 95.6
[6 empty] | Luteal |  | 1 | 11.4
Post Menopausal
Blood Lithium | LI |  |  | M/F | <18 |  |  | 0.4 | 1 | mmol/L | Pathology Harmony
|  |  |  | M/F | >18 |  |  | 0.4 | 1
Lipase (Blood) | LIP |  |  | all | none | all | none | 13 | 60 | U/L | adult: Roche method sheet
Plasma metanephrine | MET |  |  | ALL | ALL | ALL | ALL | 0 | 510 | pmol/L | Clin Chim Acta 2010; 411:546-552
Mitra tacrolimus and creatinine | MITFK |  |  | No reference range. Autocomment "Tentative Target Range for Tacrolimus is 4-12 ug/l. Target ranges for heart and lung transplant patients ONLY. Please consult local specialist for other uses." | [5 empty] | µg/L | TelePath validation and autocomments
Magnesium | MG |  |  | all |  |  |  | 0.7 | 1 | mmol/L | Pathology Harmony
Mycophenolic acid | MPA |  |  |  | ALL | ALL | ALL | 2.5 | 4.5 | mg/L | J Heart Lung Transplant 1999; 18:143
Blood Methotrexate | MTX |  |  | No reference range | [5 empty] | µmol/L | N/A
Sodium (serum/plasma) | NA |  |  | All | Weeks/years | 4 weeks | 150 years | 133 | 146 | mmol/L | Pathology Harmony and in-house ORC paediatric ranges.
|  |  |  | All | weeks | 1 week | 4 weeks | 132 | 142
|  |  |  | All | weeks | 0 weeks | 1 week | 131 | 144
Plasma normetanephrine | NMET |  |  | ALL | ALL | ALL | ALL | 0 | 1180 | pmol/L | Clin Chim Acta 2010; 411:546-552
NON HDL Cholesterol (Blood, calculation) | NONHDL |  |  | No reference range | [5 empty] | mmol/L | N/A
Amniotic Fluid Bilirubin (amniotic fluid) | ODD |  |  | None (interpreted against Whitfield action line chart) | [6 empty] | Liley, Am J obs and Gynae, 1961, 82, 1359-70; Am J Obstet Gynecol 1993; 168:1370-6).
Oestradiol | OEST |  |  | Female | years | 18 | 55 |  |  | pmol/L | Adult ref range see Roche pack insert 06656021190v4 (Feb17). Paed ref range see CB-REP-MEA-169, Post menopausal (see OESTMS) Tanner stage data available via DB if required | also see OESTMS
|  |  |  | Female | Years | follicular |  | 45 | 854
[6 empty] | Mid-Cycle |  | 151 | 1461
[6 empty] | luteal |  | 82 | 1251
[6 empty] | Post menopausal |  |  | 77
|  |  |  | Female | Days | 15 | Up to 365 |  | 78
[5 empty] | Years | 1 | Up to 9 |  | 19
[5 empty] | Years | 9 | Up to 11 |  | 170
[5 empty] | Years | 11 | Up to 12 |  | 354
[5 empty] | Years | 12 | Up to 14 | 21 | 664
[5 empty] | Years | 14 | Up to 18 |  | 996
|  |  |  | Males | years | 18 | 150 | 41 | 159
[5 empty] | Days | 15 | Up to 365 |  | 78
[5 empty] | Years | 1 | Up to 11 |  | 28
[5 empty] | Years | 11 | Up to 13 |  | 82
[5 empty] | Years | 13 | Up to 15 |  | 89
[5 empty] | Years | 15 | Up to 18 |  | 132
Oestradiol MS | OESTMS |  |  | F | Years | 18 | 150 |  |  | pmol/L | BI-X-MS-2 (Kushnir et al AM J Clin Pathol 2008 129 530-539) – adult female, ). Paed ref range see CB-REP-MEA-169 | Also see OEST
|  |  |  | F |  | Pre-menopausal |  | 11 | 969
[6 empty] | Post - menopausal |  | 7 | 77
|  |  |  | Female | Days | 15 | Up to 365 |  | 78
[5 empty] | Years | 1 | Up to 9 |  | 19
[5 empty] | Years | 9 | Up to 11 |  | 170
[5 empty] | Years | 11 | Up to 12 |  | 354
[5 empty] | Years | 12 | Up to 14 | 21 | 664
[5 empty] | Years | 14 | Up to 18 |  | 996
|  |  |  | Male | Days | 15 | Up to 365 |  | 78
[5 empty] | Years | 1 | Up to 11 |  | 28
[5 empty] | Years | 11 | Up to 13 |  | 82
[5 empty] | Years | 13 | Up to 15 |  | 89
[5 empty] | Years | 15 | Up to 18 |  | 132
Orosomucoid | OROSO |  |  | ALL | ALL | ALL | ALL | 0.3 | 1.2 | g/L | Historical range, Broadly in keeping with multiple sources e.g. Mayo Clinic In House RR (390 to 1150 mg/L); Clin Chem Lab Med. 2004;42(7):792-9 (RR 510 to 970 mg/L); Caliper 480 to 1140 mg/L (Abbott analyser). Roche method sheet, Ref. No. 11557602316 v11 04/07/16 quotes 500-1200 mg/L. Lower reference limit retained.
Osmolal Gap, serum/plasma | OSGAP |  |  | all | none | all | none | -10 | 10 | mmol/kg | KW Choy et al. Clin Biochem Rev 37 (3) 2016 https://www.ncbi.nlm.nih.gov/pmc/articles/PMC5111243/pdf/cbr-37-113.pdf ; and G Liamis et al. Postgrad Med. 2017 May;129(4):456-459 https://www.tandfonline.com/doi/abs/10.1080/00325481.2017.1308210?journalCode=ipgm20
Osmolality (Blood) | OSM |  |  | all | Y |  | 150 | 275 | 295 | mmol/Kg | Pathology Harmony
Type 1 Procollagen N Peptide (P1NP) – Serum or plasma | PINP |  |  | BOTH |  | All ages |  | 27 | 128 | µg/L | IDS Kit insert: IS-4000PLV0 13-07-2012
Type III Procollagen N Peptide (P3NP; Blood) | P3NP |  |  | F | yrs | 0 | 0.25 | 42.4 | 64.1 | µg/L | Trivendi P et al. J Pediatr 1989: 114: 225-230
|  |  |  | M | yrs | 0 | 0.25 | 46.5 | 77.6
|  |  |  | F | yrs | 0.25 | 0.5 | 31.3 | 37.8
|  |  |  | M | yrs | 0.25 | 0.5 | 24.6 | 43.3
|  |  |  | F | yrs | 0.5 | 0.75 | 16.2 | 23.2
|  |  |  | M | yrs | 0.5 | 0.75 | 14.9 | 21.4
|  |  |  | F | yrs | 0.75 | 1 | 13.7 | 26
|  |  |  | M | yrs | 0.75 | 1 | 11.5 | 18.9
|  |  |  | F | yrs | 1 | 2 | 11.2 | 15.7
|  |  |  | M | yrs | 1 | 2 | 7.4 | 16
|  |  |  | F | yrs | 2 | 3 | 7.2 | 12.5
|  |  |  | M | yrs | 2 | 3 | 5.9 | 11
|  |  |  | F | yrs | 3 | 10 | 5.6 | 9.9
|  |  |  | M | yrs | 3 | 10 | 5.6 | 9.9
|  |  |  | F | yrs | 10 | 11 | 5.5 | 10.6
|  |  |  | M | yrs | 10 | 11 | 6.2 | 9.4
|  |  |  | F | yrs | 11 | 12 | 8.2 | 14.2
|  |  |  | M | yrs | 11 | 12 | 5.1 | 9.4
|  |  |  | F | yrs | 12 | 13 | 7.1 | 14.6
|  |  |  | M | yrs | 12 | 13 | 6 | 11.9
|  |  |  | F | yrs | 13 | 14 | 3 | 8.7
|  |  |  | M | yrs | 13 | 14 | 7.7 | 18.8
|  |  |  | F | yrs | 14 | 15 | 6.5 | 9.7
|  |  |  | M | yrs | 14 | 15 | 8.8 | 17
|  |  |  | F | yrs | 15 | 16 | 7.2 | 7.5
|  |  |  | M | yrs | 15 | 16 | 11.4 | 19.7
|  |  |  | F | yrs | 16 | 17 | 3 | 5
|  |  |  | M | yrs | 16 | 17 | 7.4 | 18
|  |  |  | F | yrs | 17 | 18 | 3 | 5.2
|  |  |  | M | yrs | 17 | 18 | 3.8 | 5.9
Blood Paracetamol | PAR |  |  | no reference range | [5 empty] | mg/L | N/A
Procalcitonin | PCT |  |  | no reference range - autocomment "Consider stopping antibiotics if procalcitonin concentration has decreased by more than or equal to 80% from the PEAK concentration or is less than 0.5ug/L. Review of antibiotics is STRONGLY encouraged if procalcitonin concentration is increasing AND >0.5ug/L. Refer to microbiology for further advice on interpretation & antibiotic dosing." | [5 empty] | µg/L
Phenytoin (blood) | PHEN |  |  | Not age or gender specific 5-20 mg/L | [5 empty] | mg/L | Pathology Harmony
Blood Phenobarbital | PHENOB |  |  | All | All |  |  | 10 | 40 | mg/L | Pathology Harmony
Phosphate (blood) | PHOS |  |  | Both | month | 0 | <1 month | 1.4 | 2.8 | mmol/L | RMCH historic data but consistent with CALIPER. Adult from Pathology Harmony
|  |  |  | Both | Month/yr | 1 month | <1 yr | 1.2 | 2.2
|  |  |  | Both | yr | 1 | <3 | 1.1 | 2
|  |  |  | Both | yr | 3 | <12 | 1 | 1.8
|  |  |  | Both | yr | 12 | <15 | 0.95 | 1.5
|  |  |  | Both | yr | 16 | <18 | 0.8 | 1.4
|  |  |  | Both | yr | 18 | - | 0.8 | 1.5
PLGF (Placental Growth Factor), SFLT (Soluble FMS Tyrosine Kinase-1), SFLT:PLGF ratio (blood) | PLGFP |  |  | comment: Clinical decision points: sFlt:PLGF ratio is used in suspected pre-eclampsia not confirmed by clinical assessment <37 weeks. Clinical pathway includes clinical assessment of maternal symptoms, BP, proteinuria,other markers and foetal assessment in conjunction with sFlt:PLGF ratio: sFlt:PLGF ratio <38 pre-eclampsia excluded for next 7 days sFlt:PLGF ratio >38 to <85 Intermediate result, increased surveillance sFlt:PLGF ratio >85 diagnosis of pre-eclampsia/placental disease confirmed Note a positive ratio is not an isolated indication for delivery <37 weeks. | [5 empty] | none | A to Z entry prepared by Kath Hayden, Feb 2021.
Post-Mortem Glucose (lab orderable only, not reported onto patient record) | PMGLU |  |  | No ref range | [5 empty] | mmol/L | N/A | Not in UKAS scope
Post-Mortem Urea (lab orderable only, not reported onto patient record) | PMUR |  |  | No ref range | [5 empty] | mmol/L | N/A | Not in UKAS scope
Posaconazole (Blood) | Posa |  |  | No reference range. Autocomment "The target pre-dose levels are 1.0 - 3.75 mg/L on therapy and 0.7 - 1.5 mg/L for prophylaxis." | [5 empty] | mg/L | TelePath validation and autocomments.
Prednisolone | PRED |  |  | No reference range | [5 empty] | µg/L | N/A
Progesterone | PROG |  |  | No reference range, autocomment: Progesterone level >30 nmol/L on day 21/mid-luteal phase sample is consistent with ovulation | [5 empty] | nmol/L | Hargreaves, T. B. & Mills, J. A. (1998) Investigating and managing infertility in general practice. BMJ 316; 1438-1441
Prolactin | PROL |  |  | Male | Years | 18 | 150 | 86 | 324 | mU/L | Adult ranges = Roche kit insert 03203093190 v10 Sept-2020 Paeds ranges = From Annals paper with Siemens equipment, adjustment applied according to method bias in EQA scheme. See Beaker template (BC-CL-F-246) for details
[5 empty] | Years | 12 | 17 | 65 | 648
[5 empty] | Years | 9 | 11 | 60 | 750
[5 empty] | Years | 5 | 8 | 69 | 593
[5 empty] | Years | 2 | 4 | 82 | 967
[5 empty] | Years | 1 | 1 | 93 | 1063
[5 empty] | Months | 9 | 12 | 148 | 1105
[5 empty] | Months | 6 | 8 | 121 | 2213
[5 empty] | Months | 3 | 5 | 113 | 2813
[5 empty] | Days | 61 | 90 | 151 | 2820
[5 empty] | Days | 31 | 60 | 689 | 4208
[5 empty] | Days | 0 | 30 | 900 | 6751
|  |  |  | Female | Years | 18 | 150 | 102 | 496
[5 empty] | Years | 12 | 17 | 84 | 813
[5 empty] | Years | 9 | 11 | 65 | 740
[5 empty] | Years | 5 | 8 | 66 | 630
[5 empty] | Years | 2 | 4 | 81 | 864
[5 empty] | Years | 1 | 1 | 96 | 1165
[5 empty] | Months | 9 | 12 | 148 | 1105
[5 empty] | Months | 6 | 8 | 121 | 2213
[5 empty] | Months | 3 | 5 | 113 | 2813
[5 empty] | Days | 61 | 90 | 151 | 2820
[5 empty] | Days | 31 | 60 | 689 | 4208
[5 empty] | Days | 0 | 30 | 900 | 6751
Prostate Specific Antigen | PSA |  |  | MALE | Years | 18 | 39 | NONE | NONE | µg/L | NICE NG12: Suspected cancer: recognition and referral
|  |  |  | MALE | Years | 40 | 49 | 0 | 2.5
|  |  |  | MALE | Years | 50 | 59 | 0 | 3.5
|  |  |  | MALE | Years | 60 | 69 | 0 | 4.5
|  |  |  | MALE | Years | 70 | 79 | 0 | 6.5
|  |  |  | MALE | Years | 80 | 150 | NONE | NONE
Parathyroid Hormone | PTH |  |  | ALL | Years | 19 | 150 | 1.6 | 6.9 | pmol/L | Adult range = Roche IFU Cat no. 11972103122 v27 March 2020. Paediatric ranges = CALIPER Roche Elecsys.
[5 empty] | Years | 11 | <19 | 1.6 | 7.2
[5 empty] | Years | 1 | <11 | 1.2 | 6.3
[5 empty] | Months | 1 | <12 | 0.9 | 6.5
[5 empty] | Days | 0 | 31 | 0.7 | 6.3
Renin activity | RENINA |  |  | M,F | years | 18 | 150 | 0.3 | 2.2 | nmol/L/hour | In house comparison with Leeds. See: BI-F-MS-30, No paediatric ref ranges available
Renin Concentration (blood) | RENINC |  |  |  | D | 0 | up to 7 | 0 | 312 | mU/L | Clinical Paediatric Endocrinology 5th Edition, Chapter 25, Lesley J. Tetlow and Peter E. Clayton
[5 empty] | D & Y | 7 days | up to 1 year | 31.2 | 109.2
[5 empty] | Y | 1 | up to 2 | 32.4 | 93.6
[5 empty] | Y | 2 | up to 10 | 22.8 | 62.4
[5 empty] | Y | 10 | up to unspecified | 12 | 31.2
Serum 5HIAA | S5HIAA |  |  | All | ALL | ALL | ALL | 0 | 140 | nmol/L | Ann Clin Biochem 2016; 53:554
Blood Salicylate | SAL |  |  | No reference range | [5 empty] | mg/L | N/A
Salivary cortisol | SALCOR |  |  | No reference range . Comment "Salivary cortisol reference range: 8-9 am = 5-46 nmol/L Late night = < 2.6 nmol/L" | [5 empty] | nmol/L | DeBono et al. Home waking salivary cortisone to screen for adrenal insufficiency. NEJM Evid 2023, 2(2). DOI: 10.1056/EVIDoa2200182
Salivary cortisone | SALCORN |  |  | No reference range. Comment "Salivary cortisone reference range: 9 am = 18-47 nmol/L Late night = < 18 nmol/L", "Waking salivary cortisone less than 7.0 nmol/L , adrenal insufficiency is highly likely and requires prompt review. Waking salivary cortisone 7.0 nmol/L to 17.0 nmol/L, adrenal insufficiency cannot be excluded, arrange for a synacthen test. Waking salivary cortisone greater than 17.0 nmol/L , adrenal function likely normal. " | [5 empty] | nmol/L | DeBono et al. Home waking salivary cortisone to screen for adrenal insufficiency. NEJM Evid 2023, 2(2). DOI: 10.1056/EVIDoa2200182
Selenium (serum) | SEL |  |  | F | Days | 0 | <28 | 0.25 | 0.82 | µmol/L | Heitland et al J Trace Elements in medicine and biology v20 (2006) p253-262. In-house data: Selenium by ICP-MS - Method and Paediatric Reference Intervals (CB-REP-REP-23)
|  |  |  | F | Months | 1 | <12 | 0.11 | 0.92
|  |  |  | F | Years | 1 | <5 | 0.26 | 1.27
|  |  |  | F | Years | 5 | <14 | 0.45 | 1.24
|  |  |  | M | Days | 0 | <28 | 0.18 | 0.9
|  |  |  | M | Months | 1 | <12 | 0.11 | 0.76
|  |  |  | M | Years | 1 | <5 | 0.32 | 1.19
|  |  |  | M | Years | 5 | <14 | 0.43 | 1.25
|  |  |  | All | Years | 14 | 120 | 0.8 | 1.5
Sex Hormone Binding Globulin (SHBG) | SHGB |  |  | Female | days | 4 | 31 | 14 | 120 | nmol/L | Adults - Roche kit insert 07258496190, 2017-08, V1.0 Paediatrics – Konforte D, Shea JL, Kyriakopoulou L, Colantonio D, Cohen AH, Shaw J, Bailey D, Chan MK, Armbruster D, Adeli K. Complex biological pattern of fertility hormones in children and adolescents: a study of healthy children from the CALIPER cohort and establishment of pediatric reference intervals. Clin Chem 2013; 59:1215-27. Paediatrics – Sex Hormone Binding Globulin (SHBG) paediatric reference range review (Q Pulse Identifier: CB-REP-MEA-257)
[5 empty] | months | 1 | 12 | 36 | 229
[5 empty] | years | 1 | 7 + 364 days | 42 | 189
[5 empty] | Years | 8 | 10 +364 days | 26 | 162
[5 empty] | Years | 11 | 12 + 364 days | 15 | 108
[5 empty] | years | 13 | 14 +364 days | 11 | 98
[5 empty] | years | 15 | 16 + 364 days | 10 | 84
[5 empty] | years | 17 | 17 + 364 days | 11 | 155
[5 empty] | years | 18 | 49 + 364 days | 32 | 128
[5 empty] | years | ≥50 |  | 27 | 128
|  |  |  | Male | days | 4 | 31 | 14 | 120
[5 empty] | months | 1 | 12 | 36 | 229
[5 empty] | years | 1 | 7 + 364 days | 42 | 189
[5 empty] | Years | 8 | 10 + 364 days | 26 | 162
[5 empty] | Years | 11 | 12 + 364 days | 15 | 108
[5 empty] | years | 13 | 14 + 364 days | 11 | 98
[5 empty] | years | 15 | 17 + 364 days | 10 | 50
[5 empty] | years | 18 | 49 + 364 days | 18 | 54
[5 empty] | years | ≥50 |  | 21 | 77
Sirolimus | SIRO | [6 empty] | 4 | 12 | µg/L | Discussion with transplant Physicians
Salivary cortisol & cortisone -short synacthen test | SSTSAL |  |  | No reference range | [5 empty] | nmol/L
Salivary testosterone | STEST |  |  | Male | All | All | All | 70 | 340 | pmol/L | STEST SOP
|  |  |  | Female | All | All | All | 6 | 46
Calculus studies (stone) | Stone |  |  | No reference range | [5 empty] | N/A | N/A
Sweat Test (sweat chloride) | Sweat Test |  |  | Male | Months | 0 | 6 months | 0 | 29 | mmol/L | Guideline for the performance of the sweat test for the investigation of cystic fibrosis 2nd Version (ACB 2014)
|  |  |  | Female | Months | 0 | 6 months | 0 | 29
|  |  |  | Male |  | 6 months | 100 years | 0 | 39
|  |  |  | Female |  | 6months | 100 years | 0 | 39
Tacrolimus | TACRO | [6 empty] | 3 | 8 | µg/L | Discussion with transplant Physicians
Total cholesterol to HDL ratio (blood) | TCHDL |  |  | No reference range | [5 empty] | N/A
Total Cholesterol (Blood) | TCHOL |  |  | Female | Day | 0 | 14 | 1.3 | 3.2 | mmol/L | Caliper range
|  |  |  | Male | Day | 0 | 14 | 1.2 | 2.8
|  |  |  | Both | Days/Year | 15 | <1 | 1.7 | 6.1
|  |  |  | Both | Years | 1 | <19 | 2.9 | 5.4
Teicoplanin | TEICO |  |  | no ref range. Autocomment "In severe Staph. aureus infections including infective endocarditis, pre dose target range is 20 - 60 mg/L. For other severe infections, target levels 10 - 60 mg/L" | [5 empty] | mg/L | TelePath validation and autooomments
Testosterone (Roche) | Testosterone |  |  | Male | years | 18 | 49 + 364 days | 8.6 | 29 | nmol/L | Roche kit insert 07027915500, 2021-10, V3
[5 empty] | Years | ≥50 |  | 6.7 | 25.7
Testosterone by LC/LC-MS (blood) | Testosterone (LC-MS/MS) |  |  | Female | days | 0 | 14 | None | <0.4 | nmol/L | Source: Kyriakopoulou L, Yazdanpanah M, Colantonio DA, et al. A sensitive and rapid mass spectrometric method for the simultaneous measurement of eight steroid hormones and CALIPER pediatric reference intervals. Clinical Biochemistry 2013;46:642e51. DOI: 10.1016/j.clinbiochem.2013.01.002 Source: Kushnir MM, Blamires T, Rockwood AL, Roberts WL, Yue B, Erdogan E, Bunker AM, Miekle AW. Liquid chromatography-tandem mass spectrometry assay for androstenedione, dehydroepiandrosterone, and testosterone with pediatric and adult reference ranges. Clin Chem 2010; 56: 1138 - 47 For adult males 18 and above: Source: Roche kit insert 07027915500, 2021-10, V3
[5 empty] | days | 15 | 364 | None | <0.2
[5 empty] | months | 12 | 24 | None | <0.3
[5 empty] | years | 2 | 3 (+364 days) | None | <0.5
[5 empty] | years | 4 | 5 (+364 days) | None | 0.7
[5 empty] | Years | 6 | 7 (+364 days) | None | 0.2
[5 empty] | Years | 8 | 9 (+364 days) | None | 0.4
[5 empty] | years | 10 | 11 (+364 days) | 0.1 | 1.1
[5 empty] | years | 12 | 13 (+364 days) | 0.2 | 1.7
[5 empty] | years | 14 | 15 (+364 days) | 0.2 | 1.8
[5 empty] | years | 16 | 17 (+364 days) | 0.3 | 2
[5 empty] | years | >18 (pre-menopausal) |  | 0.3 | 1.9
[5 empty] | years | >18 (post-menopausal) |  | 0.2 | 1.1
|  |  |  | Male | days | 0 | 14 | 0.3 | 6.3
[5 empty] | days | 15 | 364 | None | <8.9
[5 empty] | months | 12 | 24 | None | <1.0
[5 empty] | years | 2 | 3 (+364 days) | None | <0.5
[5 empty] | years | 4 | 5 (+364 days) | None | <0.6
[5 empty] | Years | 6 | 7 (+364 days) | None | <0.5
[5 empty] | Years | 8 | 9 (+364 days) | 0.1 | 0.3
[5 empty] | years | 10 | 11 (+364 days) | 0.1 | 5.7
[5 empty] | years | 12 | 13 (+364 days) | 0.1 | 21.5
[5 empty] | years | 14 | 15 (+364 days) | 1.1 | 25.4
[5 empty] | years | 16 | 17 (+364 days) | 5.5 | 28.6
[5 empty] | Years | 18 | 49(+364days) | 8.6 | 29
[5 empty] | Years |  | ≥50 | 6.7 | 25.7
Theophylline (Blood) | THEO |  |  | Not age or gender specific 10-20 mg/L | [5 empty] | mg/L | Roche kit inert
Thiopental (blood) | THIO |  |  | autocomment: It is recommended that brain-stem testing should not be undertaken if the concentration is >5mg/L (AoMRC Code of practice for the diagnosis and confirmation of death (2008)). | [5 empty] | mg/L | AoMRC Code of practice for the diagnosis and confirmation of death (2008))
Thiopurine metabolites (whole blood) | TMET XTMET |  |  | 6-TGN: 235-450 pmol 6TGN/8x10^8 cells: maximum drug efficacy in IBD. >1000 pmol 6TGN/8x10^8 cells: increased risk of myelosuppression 6-MMPN: >5700 pmol 6MMPN/8x10^8 cells: Increased risk of hepatotoxicity | [6 empty] | SOP (Adopted from Birmingham City)
TmP/GFR | TMPGFR |  |  | Both |  | 0 | <3 months | 1.43 | 3.43 |  | Adapted from RB Payne. Ann Clin Biochem 1998; 35: 201-6
|  |  |  | Both |  | 3 months | <6 months | 1.48 | 3.3
|  |  |  | Both |  | 6 months | <2 years | 1.15 | 2.6
|  |  |  | Both |  | 2 years | <18 years | 1.15 | 2.44
|  |  |  | Male |  | 18 years | <35 years | 1 | 1.35
|  |  |  | Male |  | 35 years | <65 years | 0.9 | 1.35
|  |  |  | Female |  | 18 years | <35 years | 0.96 | 1.44
|  |  |  | Female |  | 35 years | <65 years | 0.88 | 1.42
|  |  |  | Both |  | 65 years | 150 years | 0.8 | 1.35
Troponin T | TNT |  |  | ALL | ALL | ALL | ALL | 0 | 14 | ng/L | Roche method sheet Ref. No. 05092744190 v8 March ‘20
Tobramycin (Blood) | TOBR |  |  | comment on all: ONCE DAILY DOSING: Trough level: less than 1mg/L Peak levels not required to assess therapy. | [5 empty] | mg/L | Discussion with Pharmacy
Triglycerides (blood) | TRIG |  |  | M+F | Day | 0 | <15 | 1 | 3.3 | mmol/L | Caliper range from the excel spreadsheet
|  |  |  | M+F | Day/Year | 15 | <1 | 0.7 | 3.2
|  |  |  | M+F | Year | 1 | <18 | 0.5 | 2.5
|  |  |  | M+F | Year | 18 | 150 |  | 1.6
Thyroid Stimulating Hormone (TSH) | TSH |  |  | Both | Years* | ≥18 | 150 | 0.27 | 4.2 | mu/L | "In-house data analysis (Fiona Ivison 2021) *Elecsys Roche 2007/2008 ranges. **CALIPER ranges for Roche 2019 (altered to remove samples <3 days of age) | Updated Dec 2022
|  |  |  | Both | Years* | ≥12 | <18 | 0.27 | 4.2
|  |  |  | Both | Years* | ≥7 | <12 | 0.6 | 4.84
|  |  |  | Both | Years* | ≥1 | <7 | 0.7 | 5.97
|  |  |  | Both | Months** | ≥1 | <12 | 1.02 | 6.8
|  |  |  | Both | Days** | ≥4 | <30 | 1.23 | 9.7
|  |  |  | Both | days | ≥0 | ≤3 | No ranges - see autocomment to be added to results
Total protein (blood) | TP |  |  | Both | D | 0 | <15 | 51 | 80 | g/L | CALIPER (Pathology Harmony for adults 60 – 80 g/L)
|  |  |  | Both | D/Y | 15 | <1 | 43 | 69
|  |  |  | Both | Y | 1 | <6 | 59 | 73
|  |  |  | Both | Y | 6 | <9 | 62 | 75
|  |  |  | Both | Y | 9 |  | 63 | 78
Thiopurine Methyl Transferase (blood) | TPMT |  |  | Deficient activity less than 10 mU/L Low activity 20 - 85 mU/L Normal activity 85 - 185 mU/L High activity > 185 mU/L | [5 empty] | mU/L | Paediatric DB SOP, ORC.
Thiopurine Methyl Transferase Genotype (blood) | TPMTG |  |  | No reference range | [5 empty] | N/A | Qualitative test Reporting guide from Mol Gen laboratory
Thyroid Peroxidase Antibodies | TPO |  |  | ALL | ALL | ALL | ALL | 0 | 34 | IU/mL | Adult range = Roche IFU Cat no. 06368590190 v9 Nov 2020.
Transferrin | TRF |  |  | All | M-Y | 2 | 1 | 1.04 | 2.24 | g/L | historical but in keeping with Caliper/Roche IFU
|  |  |  | All | Y | 1 | 17 | 2.2 | 3.37
|  |  |  | All | Y | 17 | 150 | 2 | 3.6
Transferrin saturation | TRFSAT |  |  | All | Y | 0 | 150 | 15 | 45 | % | Hereditary Haemochromatosis. BMJ 2016; 353:i3128
Trans-Tubular Potassium Gradient | TTKG |  |  | autocomment: Valid if urine osm >serum osm and urine sodium >20mmol/L and normal diet. <4% to 5% indicates a lack of aldosterone effect at the corticol collecting duct if hyperkalaemic at the time. If hypokalaemic, >2 to 3% would indicate renal losses. Comparison after a trial of mineralocorticoid is useful to differentiate deficiency (increases within 4-6h post dose) or resistance (no increase). | [5 empty] | %
Urine 5HIAA | U5HIA |  |  | All | ALL | ALL | ALL | 4 | 46 | µmol/24 hours | Ann Clin Biochem 1997; 34: 424
URATE (Blood) | UA |  |  | M/F | D | 0 | 15 | 158 | 748 | µmol/L | Paed -Historical range, Caliper (Roche) confirms that higher values are expected in neonates, and that slightly lower values are observed in early to late childhood. Exact Caliper values slightly different than RMCH.
|  |  |  | M/F | D | 15 | 365 | 88 | 370
|  |  |  | F | Y | 1 | 12 | 100 | 282
|  |  |  | F | Y | 12 | 19 | 147 | 342
|  |  |  | F | Y | 19 | 150 | 140 | 360
|  |  |  | M | Y | 1 | 12 | 100 | 282
|  |  |  | M | Y | 12 | 19 | 150 | 446
|  |  |  | M | Y | 19 | 150 | 200 | 430
Albumin to Creatinine Ratio (Urine) | UARC |  |  | Any | Any | N/A | N/A |  | <3 | mg/mmol | NICE CG182 CKD: use of ACR in monitoring progression of renal disease.
Urine Calcium (spot) | UCA |  |  | No reference range | [5 empty] | mmol/L | N/A
urine calcium:creatinine ratio | UCACR |  |  | Both | yr | 0 | <1 yr | 0 | 1.49 | mmol/mmol Cr | Paediatric age related cutoffs taken from paper M.P.Metz 2006 for urinary ca/cre.
|  |  |  | Both | yr | 1 yr | <2 yrs | 0 | 1.24
|  |  |  | Both | yr | 2 yr | <5 yrs | 0 | 0.99
|  |  |  | Both | yr | 5 yr | <10 yrs | 0 | 0.69
|  |  |  | Both | yr | 10 yr | <18 yrs | 0 | 0.59
|  |  |  | Both | yr | 18 | 150yrs | 0 | 0.52
Urine Calcium Excretion | UCAEX |  |  | Both | yr | 0 | <18 | Reference interval 0 to 0.1mmol/kg/24hrs AND SO REQUIRES CONSIDERATION OF PATIENT WEIGHT to interpret |  | mmol/24hrs | Paediatric from Alon US. Pediatr Nephrol 2009 24:2129-2135 Adult from Pathology Harmony
[5 empty] | yr | 18 | 150 | 2.5 | 7.5
Catecholamine metabolites (urine) - urine VMA/creatinine ratio | UCATSM UVMAC |  |  | Any | M | 0 | 6 | N/A | 17 | (µmol/mmol) | In-house data. (Paediatric upper limit determined as 97.5 percentile value in 24 hr urines from 505 hospitalised children who did not have a neuroblastoma).
[6 empty] | >6 | 12 |  | 15
[6 empty] | >12 | 24 |  | 10
[6 empty] | >24 | 36 |  | 9
[6 empty] | >36 | 48 |  | 8
[6 empty] | >48 | 72 |  | 7
[6 empty] | >72 | 96 |  | 6
[6 empty] | >96 | 144 |  | 5.5
[6 empty] | >144 | 192 |  | 5
Catecholamine metabolites (urine) - urine HVA/Creatinine ratio | UCATSM UHVAC |  |  | Any | M | 0 | 6 | N/A | 23 | (µmol/mmol) | In-house data. (Paediatric upper limit determined as 97.5 percentile value in 24 hr urines from 505 hospitalised children who did not have a neuroblastoma).
[6 empty] | >6 | 12 |  | 21
[6 empty] | >12 | 24 |  | 17.5
[6 empty] | >24 | 36 |  | 15
[6 empty] | >36 | 48 |  | 13
[6 empty] | >48 | 60 |  | 11
[6 empty] | >60 | 72 |  | 10
[6 empty] | >72 | 96 |  | 8
[6 empty] | >96 | 120 |  | 7
[6 empty] | >120 | 156 |  | 6
[6 empty] | >156 | 192 |  | 5
urine calcium:creatinine clearance ratio (spot) | UCCCR |  |  | autocomments, depending on results: Ca/Cr clearance ratio <0.02: In the presence of hypercalcaemia, suggest CaSR gene analysis to rule in/out familial hypocalciuric hypercalcaemia. Ca/Cr clearance ratio >0.02: In the presence of hypercalcaemia, Calcium:creatinine clearance ratio is suggestive of primary hyperparathyroidism. | [5 empty] | mmol/mmol
Urine citrate (24 hour) | UCIT |  |  | All | Year | 18 years | ALL | 1680 | 6450 | umol/24 hours | Ann Clin Biochem 2001; 38: 180
Chloride (Urine) | UCL |  |  | No reference range | [5 empty] | mmol/L | N/A
Urine cotinine | UCOT |  |  | No ref range autocomment added: <5 µg/L - Results consistent with a non-smoker; 5-50 µg/L - Result consistent with passive smoking; >50 µg/L - Results consistent with active smoking | [5 empty] | µg/L | Simultaneous Analysis of Nicotine, And Metabolites. Moyer et al. Clin. Chem (2002) 48:9 1460-1471.
Urine Creatinine excretion | UCREA |  |  | No reference range | [5 empty] | mmol/L | N/A
Urine Creatinine excretion | UCRO |  |  |  | years | 3 | 8 | 1 | 6 | mmol/24h | Paed: Soldin 5th Ed adult: Roche method sheet Ref.No, 06407137190 v12 12/12/16
[5 empty] | years | 9 | 12 | 1.5 | 12.5
[5 empty] | years | 13 | 17 | 2.6 | 16.6
|  |  |  | Female |  |  |  | 7 | 14
|  |  |  | Male |  |  |  | 9 | 21
Urine Copper Excretion | UCUO |  |  | All | Years | 0 | 120 | 0 | 1 | µmol/24hr | Ryan et al. Biomarkers for diagnosis of Wilson’s disease (review). Cochrane Library, 2019. Barth et al. Biochemical Investigations in Laboratory Medicine. ACB Venture Publications, 2001. EASL Clinical Practice Guidelines: Wilson’s disease. J Hepatol, 2012. Muller et al, Re-evaluation of the penicillamine challenge test in the diagnosis of Wilson’s disease in children. J Hepatol, 2007.
Urine cystine | UCYST |  |  | All | ALL | ALL | ALL | 0 | 99 | mg/24 hours | Canadian Medical Association Journal 166, 213-218 (2002)
Drugs of Abuse Panel (Urine) | UDOA |  |  | N/A | [6 empty] | SOP: BC-SP-S-101, based on EWDTS guidelines
Urine free cortisol | UFC |  |  | All | ALL | ALL | ALL | 0 | 164 | nmol/24h | Ann Clin Biochem 2005; 42:112-8
Potassium (Urine) | UK |  |  | no ref range | [5 empty] | mmol/L | N/A
Urine potassium excretion | UKO |  |  | All | Y | 0 | 150 | 25 | 125 | mmol/24 hours | Roche kit insert
Magnesium (urine) | UMG |  |  | no ref range | [5 empty] | mmol/L | N/A
Magnesium urine excretion | UMGO |  |  | all |  |  |  | 2.4 | 6.5 | mmol/L/24h | Adult: Pathology harmony
Urine Sodium | UNA |  |  | no ref range | [5 empty] | mmol/L | N/A
Urine Sodium Excretion | UNAO |  |  | ALL | ALL | 0 | 150 | 40 | 220 | mmol/L/24h | Roche IFU: Cat no 03246353001 v5 July 2020
Urine oxalate excretion (adult) | UOX |  |  | Male | Year | 18 | ALL | 80 | 490 | umol/24 hours | BI-X-oxalate_Val
|  |  |  | Female | Year | 18 | All | 40 | 320
Urine pH | UPH |  |  | ALL | ALL | ALL | ALL | 4 | 9 | none | Literature
Urine Phosphate (Spot) | UPHOS |  |  | No reference range | [5 empty] | mmol/L | N/A
Urine Phosphate Excretion | UPHOSEX |  |  | Male | 0 yrs | < 2 yrs |  | None readily available |  | mmol/kg/24hrs | Paediatric from Acta Paediatr. 2017, 106:1170-1175 Adult from Pathology Harmony.
[5 empty] | 2 yrs | 6 yrs | 0.3 | 1
[5 empty] | 7 yrs | 10 yrs | 0.25 | 0.9
[5 empty] | 11 yrs | 14 yrs | 0.2 | 0.8
[5 empty] | 15 yrs | 18 yrs | 0.15 | 0.7
|  |  |  | Female | 0 yrs | < 2 yrs |  | None readily available
[5 empty] | 2 yrs | 6 yrs | 0.3 | 1.1
[5 empty] | 7 yrs | 10 yrs | 0.25 | 1
[5 empty] | 11 yrs | 14 yrs | 0.2 | 0.7
[5 empty] | 15 yrs | 18 yrs | 0.15 | 0.55
|  |  |  | Both | yr | 18 | 150 | 15 | 50 | mmol/24hrs
Urea (Blood) | UR |  |  | M/F | M | 0 | 1 | 2 | 5 | mmol/L | Paed source – Historical range, broadly in keeping with Caliper (Roche). Exact Caliper values slightly different than RMCH. Adult – pathology harmony
|  |  |  | M/F | M | 1 | 12 | 2.5 | 6
|  |  |  | M/F | Y | 1 | 12 | 2.5 | 6.5
|  |  |  | M/F | Y | 12 | 18 | 3 | 7.5
|  |  |  | M/F | Y | 18 | 150 | 2.5 | 7.8
Urine total protein | UTP |  |  | no ref range | [5 empty] | mg/L | N/A
Urine Protein Creatinine Ratio (PCR) | UTPCR |  |  | M/F |  |  |  | 0 | 29 | mg/mmol | Urine PCR in pregnancy (NICE NG133)
Urine protein excretion | UTPO |  |  | All | All |  |  |  | OR&T and Wythenshawe <140 mg/24hrs | mg/24h | Roche kit insert
Urine Urate Creatinine Ratio | UUACRR |  |  | no ref range | [5 empty] | µmol/mmol creatinine | N/A
Urine Urate | UUA |  |  | no ref range | [5 empty] | mmol/L | N/A
Urine Urate Excretion | UUAO |  |  | ALL | ALL | ALL | ALL | 1.5 | 4.5 | mmol/24 hr | Pathology Harmony
Urea (Urine) | UUR |  |  | no ref range | [5 empty] | mmol/L | N/A
Urea urine excretion | UURO |  |  | all | Y |  | 150 | 428 | 714 | mmol/L/24h | Roche IFU.
Blood Valproate | VAL |  |  | All | <18 |  |  | 50 | 100 | mg/L
|  |  |  | All | >18 |  |  | 50 | 100
Vancomycin | VANC |  |  | autocomment:" Trough level: 10 - 15 mg/L Trough level: 15 - 20 mg/L for bacteraemia, endocarditis, osteomyelitis, meningitis, hospital acquired pneumonia. Post dose levels not required. Continuous infusion - adult critical care areas only: 15-24.9mg/L Very rarely, immunoglobulin interference may lead to unreliable vancomycin results. | [5 empty] | mg/L | Discussion with Pharmacy
Vitamin A | VITA |  |  | M/F | Y | 0 | ≤1 | 0.5 | 1.5 | µmol/L | Source: < 1 years old = Scottish trace elements lab - (Lockitch G. Trace elements in pediatrics. J Internat Fed Clin Chem 1996;9(2):46-8, 50-1.).
[6 empty] | >1 | ≤7 | 0.7 | 1.4
[6 empty] | >7 | ≤13 | 0.91 | 1.71
[6 empty] | >13 | ≤20 | 0.91 | 2.51
[6 empty] | >20 | ≤120 | 1.05 | 2.8
1,25-Dihydroxy Vitamin D | VITDM |  |  | ALL |  | ALL | ALL | 43 | 144 | pmol/L | Literature review performed by FI documented in method implementation checklist. See Reporting guielines BC-CL-G-57
Vitamin E | VITE |  |  | M/F (ORC) | W | 0 | ≤4 | 2.3 | 11.6 | VITE µmol/L, CHOL mmol/L, VITECHOL µmol/mmol | VITE conc = Burtis C A, Ashwood E R, Bruns D E. (eds). Tietz Textbook of Clinical Chemistry and Molecular Diagnostics, 5th edn. St Louis, USA: Elsevier, 2012
[6 empty] | >4 weeks | ≤13 years | 7 | 21
[5 empty] | Y | >13 | ≤20 | 14 | 23
[5 empty] | Y | >20 | ≤120 | 12 | 42
|  |  |  | VITE:Chol ratio | Y | 0 | 120 | 3.5 | 9.5
Voriconazole | VORI |  |  | All | ALL | ALL | ALL | 1.3 | 5.7 | mg/L | Mycology Department
Xanthochromia Screen (CSF) | XANTH |  |  | interpretive comments | [6 empty] | Revised national guidelines for analysis of cerebrospinal fluid for bilirubin in suspected subarachnoid haemorrhage, 2008
Zinc | ZN |  |  | All | Months | 0 | 1 | 10 | 22 | µmol/L | Heitland et al J Trace Elements in medicine and biology v20 (2006) p253-262. Alimonti et al CCA v292 (2000) p163-173 for newborns (largely agree with the values quoted). Yanagisawa JMAJ 2004, 47 p362.
|  |  |  | All | Months/years | >1 | 12 | 10 | 18
|  |  |  | All | Year | >12 | 120 | 10 | 22

## NH checked ref
Test | Test Code | Sample Type (Preferred, Acceptable)* | Turn around time (hours)** | Sex | Age unit | Lower age limit | Upper age limit | Lower limit | Upper limit | Units | Source | Comments | Checked against in-house database
Plasma 3-methoxytyramine | 3MT | EDTA plasma, lithium heparin plasma | 240 hours | ALL | ALL | ALL | ALL | 0 | 180 | pmol/L | Clin Chim Acta 2010; 411:546-552 |  | Y | ok
17-hydroxyprogesterone (blood) | 17-OHP | Plain serum, gel serum, lithium heparin plasma | 240 hours | Male | Years | N/A | Up to 1 | None | ≤2.4 | nmol/L | Males and females up to 15 years: Bae YJ, Zeidler R, Baber R, Vogel M, Wirkner K, Loeffler M, Ceglarek U, Kiess W, Körner A, Thiery J, Kratzsch J. Reference intervals of nine steroid hormones over the life-span analyzed by LC-MS/MS: Effect of age, gender, puberty, and oral contraceptives. J Steroid Biochem Mol Biol. 2019 Oct;193:105409. doi: 10.1016/j.jsbmb.2019.105409. Females >15 years: Eisenhofer G, Peitzsch M, Kaden D, Langton K, Pamporaki C, Masjkur J, Tsatsaronis G, Mangelis A, Williams TA, Reincke M, Lenders JWM, Bornstein SR. Reference intervals for plasma concentrations of adrenal steroids measured by LC-MS/MS: Impact of gender, age, oral contraceptives, body mass index and blood pressure status. Clin Chim Acta. 2017 Jul; 470:115-124. doi: 10.1016/j.cca.2017.05.002. Epub 2017 May 4. |  | Y - beaker template. Adults in-house test databse different ref: Ranges from J Clin Endocrinol Metab. 2013;98:3058-67 & Clin Chem. 2006;52:1559-67 | to check
|  |  |  | Male | Years | 1 | Up to 5 | None | ≤2.6 |  |  |  |  | non-avaliable
|  |  |  | Male | Years | 5 | Up to 10 | None | ≤2.1
|  |  |  | Male | Years | 10 | Up to 15 | None | ≤3.9 |  |  |  |  | *sample requirements from beaker templates
|  |  |  | Male | Years | 15 | Up to 20 | 1.3 | 6.9 |  |  |  |  | **TATT from revised doc for referring laboratories BC-Q-33 / lab handbook online and MRCM-PR-IN37
|  |  |  | Male | Years | 20 | Up to 40 | 0.9 | 6.3
|  |  |  | Male | Years | 40 | Up to 60 | 0.7 | 5.2
|  |  |  | Male | Years | 60 | Up to 80 | 0.7 | 4.4
|  |  |  | Female | Years | N/A | Up to 1 | None | ≤2.3
|  |  |  | Female | Years | 1 | Up to 5 | None | ≤1.9
|  |  |  | Female | Years | 5 | Up to 10 | None | ≤1.8
|  |  |  | Female | Years | 10 | Up to 15 | None | ≤7.2
|  |  |  | Female | Years | 15 | unspecified | 0.4 | 5
25-Hydroxy Vitamin D | 25VITD VITD2 VITD3 | Plain serum, gel serum | 1 week | autocomments: Thresholds for treatment are based on Total 25(OH)VitD i.e the sum of 25(OH)VitD2 and 25(OH)VitD3. For guidance refer to National Osteoporosis Society Guidelines (2018). Total 25(OH)VitD <25nmol/L: Consistent with VitD deficiency. Treatment with colecalciferol recommended. Total 25(OH)VitD 25-50 nmol/L: VitD status may be inadequate in some patient groups. Treatment with colecalciferol advised in high-risk groups. Total 25(OH)VitD >50 nmol/L: Adequate VitD status. Supplementation not usually required. Total 25(OH)VitD >375 nmol/L: VitD levels may be associated with toxicity. | [5 empty] | nmol/L | National Osteoporosis Society guidelines (2018). |  | Y
Alpha-1 antitrypsin (blood) | A1AT | plain serum, gel serum, lithium heparin plasma | 96 hours | Both |  | All | All | 0.9 | 2 | g/L | 0.9-2.0 g/L (Roche kit insert) |  | Y - inserted from in-house database (not in beaker template)
Adjusted Calcium | ACA | Plain serum, gel serum, lithium heparin plasma | 4 hours | Both | d | 0 | <14 | 1.9 | 2.8 | mmol/L | Historical RMCH data for paeds based on Meites Crit Rev Clin Lab Sci 1975; 6: 1-18 and Soldin 5th edition. Adults based on pathology Harmony Intention is to adopt the Wythenshawe adjusted Ca formula. |  | Y
|  |  |  | Both | d | 14 | <28 | 2.2 | 2.7
|  |  |  | Both | d | 28 | <18yrs | 2.2 | 2.7
|  |  |  | Both | yr | 18 | 150 | 2.2 | 2.6
ACE (Angiotensin Converting Enzyme) | ACE | Plain serum, gel serum, lithium heparin plasma | 72 hours | ALL | Y | 0.5 | 18 | 29 | 112 | IU/L | Buhlmann Kit insert |  | Y
|  |  |  | ALL | Y | 18 |  | 20 | 70
|  |  |  | ALL | Y | 0 | 0.5 | NULL | NULL
AFP (blood) | AFP | Plain serum, gel serum, lithium heparin plasma | 24 hours | M+F | Day | 0 | <2 | 0 | 103990 | kIU/L | Pead: Derived in house from Blohm et al Paed Haem Onc (1998) 15: 135-142 and Wu et al Pediatr Res (1981) 15:50-52 adult: Roche method sheet Ref. No. 04491742190 v5 07/02/17 |  | Y
|  |  |  | M+F | Day | ≥2 | <8 | 0 | 60750
|  |  |  | M+F | Day | ≥8 | <15 | 0 | 48590
|  |  |  | M+F | Day | ≥15 | <22 | 0 | 19000
|  |  |  | M+F | Day | ≥22 | <29 | 0 | 5500
|  |  |  | M+F | Week | ≥5 | <6 | 0 | 4750
|  |  |  | M+F | Week | ≥6 | <8 | 0 | 1650
|  |  |  | M+F | Month | ≥2 | <3 | 0 | 850
|  |  |  | M+F | Month | ≥3 | <4 | 0 | 350
|  |  |  | M+F | Month | ≥4 | <5 | 0 | 100
|  |  |  | M+F | Month | ≥5 | <9 | 0 | 3
|  |  |  | M+F | Month/Year | ≥9 | <18 | 0 | 5
|  |  |  | M+F | Year | ≥18 | N/A | 0 | 6
Anti-hypertensive Medication Screen (urine) | AHTN | Spot urine | 4 weeks | N/A | [5 empty] | N/A | N/A
Albumin (blood) | ALB | Plain serum, gel serum, lithium heparin plasma | 4 hours | Both | D | 0 | 28 | 25 | 35 | g/L | ORC data children (Pathology Harmony for adults 60 – 80 g/L) |  | Y
|  |  |  | Both | D | 29 | 182 | 28 | 40
|  |  |  | Both | D/Y | 183 | 17 | 30 | 45
|  |  |  | Both | Y | >17 | 18 | 34 | 48
|  |  |  | Both | Y | >18 |  | 35 | 50
Aldosterone | ALDO | Lithium heparin plasma, EDTA plasma | 240 hours | Male | years | 16 | 150 | 0 | 630 | pmol/L | In-house comparison with Leeds. See Qpulse BI-F-MS-30. No paediatric data available. Paed samples sent to QEH, Birmingham Age 16 years chosen as cut-off as very similar to inhouse paed ref range data in 10-18 years (see CB-REP-MD-19) |  | Y
|  |  |  | Female | years | 16 | 150 | 0 | 630
Aldosterone: Paediatric | ALDOP | Plain serum, EDTA plasma | 240 hours | M, F | days | 0 | 30 | 139 | 4856 | pmol/L | See CB-REP-MD-19 (literature review) |  | Y - in beaker templte (not in in-house database)
|  |  |  | M, F | months | 1 | Up to 12 | 139 | 2498
|  |  |  | M, F | years | 1 | Up to 2 | 194 | 1499
|  |  |  | M, F | years | 2 | Up to 10 | 83 | 971
|  |  |  | M, F | years | 10 | Up to 18 | 56 | 611
Alkaline Phosphatase (blood) | ALP | Plain serum, gel serum, lithium heparin plasma | 4 hours | Both | D | 0 | 7 | 75 | 300 | U/L | Adult : Pathology Harmony Paediatrics: Up to 18mo / 540d, data from inpatient study (Q Pulse CB-REP-MD-36); Precise historical origin for older children is unclear, but is in broad consensus with data from Paediatric Reference Intervals (Fifth Edition) Soldin et al. AACC Press 2003. Adjusted slightly upwards following clinical feedback. Data for 2 years and above – CALIPER. |  | Y
|  |  |  | Both | D | 8 | 28 | 90 | 477
|  |  |  | Both | D | 8 | 28 | 90 | 477
|  |  |  | Both | D | 29 | 90 | 90 | 540
|  |  |  | Both | D | 91 | 180 | 77 | 540
|  |  |  | Both | D | 181 | 360 | 87 | 382
|  |  |  | Both | D | 361 | 540 | 69 | 434
|  |  |  | Both | D | 541 | 730 | 60 | 370
|  |  |  | F | Y | 2 | < 10 | 60 | 320
|  |  |  | M | Y | 2 | < 10 | 60 | 300
|  |  |  | Both | Y | 10 | < 13 | 129 | 417
|  |  |  | F | Y | 13 | < 15 | 57 | 254
|  |  |  | M | Y | 13 | < 15 | 116 | 468
|  |  |  | F | Y | 15 | < 17 | 50 | 117
|  |  |  | M | Y | 15 | < 17 | 82 | 331
|  |  |  | F | Y | 17 | < 18 | 45 | 87
|  |  |  | M | Y | 17 | < 18 | 55 | 149
|  |  |  | Both | Y | 18 | - | 30 | 130
Alkaline Phosphatase Isoenzymes (blood) | ALPISO | Plain serum, gel serum, lithium heparin plasma | 3 weeks | N/A | [5 empty] | N/A | N/A
Alanine aminotransferase (blood) | ALT | Plain serum, gel serum, lithium heparin plasma | 4 hours | Both | D | 0 | 28 |  | 90 | IU/L | Roche data for > 28 days. In house ORC data for ≤ 28 days |  | Y
|  |  |  | F | D | 29 |  |  | 35
|  |  |  | M | D | 29 |  |  | 50
antimullerian hormone | AMH | Plain serum, gel serum, lithium heparin plasma | Same day | Male | Days | 0 | <3 | 68 | 523.7 | pmol/L | Yates AP et al. Paediatric reference intervals for plasma anti-Müllerian hormone: comparison of data from the Roche Elecsys assay and the Beckman Coulter Access assay using the same cohort of samples. Ann Clin Biochem. 2019;56(5):536-547. | Male ref ranges updated May 2020 (Qpulse BC-IT-CC-32) | Y - in beaker templte (not in in-house database)
|  |  |  | Male | Days | 3 | <8 | 138.3 | 1023.7
|  |  |  | Male | Days | 8 | <11 | 195.2 | 1200.9
|  |  |  | Male | Days | 11 | <21 | 140.1 | 1130.9
|  |  |  | Male | Days | 21 | <29 | 212 | 951.4
|  |  |  | Male | Days | 29 | <365 | 203.8 | 971.7
|  |  |  | Male | Years | 1 | <5 | 268.6 | 1229.9
|  |  |  | Male | Years | 5 | <8 | 206.2 | 956.5
|  |  |  | Male | Years | 8 | <12 | 84 | 976.4
|  |  |  | Male | Years | 12 | <15 | 8.8 | 286.8
|  |  |  | Male | Years | 15 | <18 | 16.8 | 130
|  |  |  | Female | Days | 0 | <29 |  | </= 6.7
|  |  |  | Female | Days | 29 | <365 |  | </= 31.2
|  |  |  | Female | Years | 1 | <5 | 1.3 | 43.7
|  |  |  | Female | Years | 5 | <8 | 1.4 | 39.5
|  |  |  | Female | Years | 8 | <12 | 2.9 | 52.8
|  |  |  | Female | Years | 12 | <15 | 3 | 46.6
|  |  |  | Female | Years | 15 | <18 | 2.1 | 84.1
Amikacin | AMIK | Plain serum, gel serum, lithium heparin plasma, EDTA plasma | Urgent 2 hours, routine 4 hours | autocomment on all: ONCE DAILY DOSING (O.D.D.): Trough level: less than 5 mg/L Peak levels not required to assess therapy. Non-tuberculosis mycobacterium (NTM) O.D.D. peak 25-35 mg/L MULTIPLE DAILY DOSING (M.D.D.): Trough level: less than 10 mg/L Peak level (1h post dose): <30 mg/L Non-tuberculosis mycobacterium (NTM) 3x/week peak: 65-80 mg/L | [5 empty] | mg/L | SOPS and discussion with pharmacy |  | Y
Ammonia (Blood) | AMM | EDTA plasma | 4 hours | M/F | month | 0 | 1 | 0 | 100 | µmol/L | MetBionet |  | Y
|  |  |  | M/F | month | 1 | >1 | 0 | 40
Androstenedione | AND | Plain serum, gel serum (lithium hep plasma for WYTH only) | 240 hours | Female | days | 0 | 14 | None | 2.5 | nmol/L | Kyriakopoulou L, Yazdanpanah M, Colantonio DA, et al. A sensitive and rapid mass spectrometric method for the simultaneous measurement of eight steroid hormones and CALIPER pediatric reference intervals. Clinical Biochemistry 2013;46:642e51. DOI: 10.1016/j.clinbiochem.2013.01.002 Kushnir MM, Blamires T, Rockwood AL, Roberts WL, Yue B, Erdogan E, Bunker AM, Miekle AW. Liquid chromatography-tandem mass spectrometry assay for androstenedione, dehydroepiandrosterone, and testosterone with pediatric and adult reference ranges. Clin Chem 2010; 56: 1138 - 47 |  | Y - in beaker templte (not in in-house database)
[5 empty] | days | 15 | 364 | None | 5.7
[5 empty] | months | 12 | 24 | None | <0.5
[5 empty] | years | 2 | 3 (+364 days) | None | <0.5
[5 empty] | years | 4 | 5 (+364 days) | None | <0.6
[5 empty] | Years | 6 | 7 (+364 days) | 0.1 | 1
[5 empty] | Years | 8 | 9 (+364 days) | 0.1 | 1.5
[5 empty] | years | 10 | 11 (+364 days) | 0.3 | 4.3
[5 empty] | years | 12 | 13 (+ 364 days) | 0.8 | 6
[5 empty] | years | 14 | 15 (+364 days) | 1.4 | 7
[5 empty] | years | 16 | 17 (+364 days) | 1.2 | 7.4
[5 empty] | years | >18 (pre-menopausal) |  | 0.9 | 7.5
[5 empty] | years | >18 (post-menopausal) |  | 0.5 | 2.9
|  |  |  | Male | days | 0 | 14 | None | 2.5
[5 empty] | days | 15 | 364 | None | 5.7
[5 empty] | months | 12 | 24 | None | <0.5
[5 empty] | years | 2 | 3 (+364 days) | None | <0.4
[5 empty] | years | 4 | 5 (+364 days) | None | <0.5
[5 empty] | Years | 6 | 7 (+364 days) | 0.1 | 0.8
[5 empty] | Years | 8 | 9 (+364 days) | 0.1 | 1
[5 empty] | years | 10 | 11 (+364 days) | 0.2 | 1.4
[5 empty] | years | 12 | 13 (+ 364 days) | 0.3 | 2.2
[5 empty] | years | 14 | 15 (+364 days) | 0.6 | 3.3
[5 empty] | years | 16 | 17 (+364 days) | 1 | 3.9
[5 empty] | years | 18 | 39 (+364 days) | 1.2 | 4.7
[5 empty] | years | 40 | 67 | 0.8 | 3.1
ANION GAP | ANION | Plain serum, gel serum, lithium heparin plasma, flouride oxalate plasma | 4 hours | M/F | Y | 0 | 150 | 12 | 16 | mmol/L | ?
Aldosterone:renin ratio | ARR | Lithium heparin plasma, EDTA plasma | 240 hours | M, F | years | 18 | 150 |  |  | N/A | In house comparison with Leeds See: BI-F-MS-30, No ARR ref range but results >2000 c/w Conn’s, 1000-2000 equivocal |  | Y
Aspartate aminotransferase (blood) | AST | Plain serum, gel serum, lithium heparin plasma | 4 hours | Both | D | 0 | 14 | 20 | 98 | U/L | Roche data for > 28 days. In house ORC data for ≤ 28 days |  | Y
|  |  |  | Both | D/Y | 15 | 3 | 16 | 69
|  |  |  | F | Y | >3 |  |  | <35
|  |  |  | M | Y | >3 |  |  | <50
Serum Vitamin B12 | B12 | Gel serum, lithium heparin plaqsma (paeds) | 24 hours | All | All | All | All | 197 | 771 | ng/L | Wythenshawe reporting document - Roche kit insert |  | Y
Ciclosporin | BCYC | Whole blood EDTA | 24 hours | no ref ranges | [5 empty] | ug/L | Transplant team |  | Y - Added from in-house database/beaker template
β-hydroxybutyrate (blood) | BHB | Plain serum, gel serum, lithium heparin plasma | 2 weeks | No reference range | [5 empty] | µmol/L | N/A
Blood bHCG | BHCG | Plain serum, gel serum, lithium heparin plasma | 24 hours | F+M | months | 0 | 3 | 0 | 50 | IU/L | < 3 months: EJPed 1981 vol 136 p87-89 and medscape article plus Schneider DT, Calaminus G, Gobel U: Diagnostic value of alpha 1-fetoprotein and beta-human chorionic gonadotropin in infancy and childhood. Pediatr Hematol Oncol 2001;18:11-26 > 3 months: ? |  | In-house database states Roche kit insert - to check (not in beaker template)
|  |  |  | F+M | Year | 0 | 150 | 0 | 4
Breath Hydrogen Test – Lactulose | BHTLAC | Expired breath | Same week as appt | None (interpretative comments added) | [5 empty] | ppm (parts per million) | AGIP Best practice HMBT |  | Y - added from beaker template
Breath Hydrogen Test – Lactose or Sucrose | BHTLS | Expired breath | Same week as appt | None (interpretative comments added) | [5 empty] | ppm (parts per million) | AGIP Best practice HMBT |  | Y - added from beaker template
Bicarbonate (Blood) | BIC | Plain serum, gel serum, lithium heparin plasma | 4 hours | M/F | Y | 0 | 16 | 19 | 28 | mmol/L | Pathology Harmony |  | Y
|  |  |  | M/F | Y | 16 | 150 | 22 | 29
Total Bilirubin | BIL | Plain serum, gel serum, lithium heparin plasma | 4 hours | Both | D | 0 | 28 |  |  | µmol/L | Pathology Harmony ?Roche kit insert | No reference ranges are issued with report for neonates (up to 28d) | in-house database states Roche kit insert - to check
|  |  |  | Both | D | >28 |  |  | 21
Bile Acids (BILAC) (serum/plasma) | BILAC | Plain serum, gel serum | 24 hours | all | y | 18 | 150 | 0 | 14 | µmol/L | https://www.rcog.org.uk/globalassets/documents/guidelines/gtg_43.pdf RCOG Green Top Guideline 43 ‘Obstetric Cholestasis’ accessed 01/07/2021. Some centres use 0 to 10 mmol/L but levels in healthy pregnancy tend to be higher than in non-pregnant women, and the risk of complications increases by about 1% per 1 µmol/L increase above upper limit of RR. *Paediatric reference intervals are not separately described, and it is assumed that ‘normal’ values are the same as for adults. For a review of serum bile acids metabolism in paediatrics, click here: https://www.ncbi.nlm.nih.gov/labs/pmc/articles/PMC7214672/ |  | Y
|  |  |  | all | y | 0 | 18 | * | *
NTproBNP (blood) | BNP | Plain serum, gel serum, lithium heparin plasma | Urgent 2 hours, routine 4 hours |  |  |  | 4W | NA | NA | ng/L | https://link.springer.com/content/pdf/10.1007/s00246-008-9258-4.pdf . Nir et al Pediatric Cardiology, 30 3-8 (2009). |  | Y - beaker template (not in inhouse database)
[7 empty] | 1Y | 37 | 646
[7 empty] | 2Y | 39 | 413
[7 empty] | 6Y | 23 | 289
[7 empty] | 14Y | 22 | 157
[7 empty] | 18Y | 6 | 158
[7 empty] | 150Y | 0 | 400
17-Hydroxyprogesterone – Blood Spot | BS17P. (Dynamic Function test code: 17BS) | Whole blood spot | 1 month | no ref range | [5 empty] | nmol/L | N/A
TSH – Blood spot | BSTSH | Whole blood spot | 4 hours | All |  | All ages |  | 0 | 3 | mU/L | Unknown
Busulfan Pharmacokinetics (blood) | BUPK | EDTA plasma | Same day | There is no defined reference range for Busulfan. Rather, drug dosage is targetted according to the total area under the curve (AUC) of the Busulfan Pharmacokinetics profile. Target AUC values vary according to the indication for bone marrow transplant, co-adminsitered chemotherapeutics and clinical status of the patient. Target AUC ranges are described for a number of common scenarios on the Busulfan PK report, which were written by Prof Rob Wynn. | [5 empty] | mg/L/hr | AUC target ranges reported on the Busulfan PK reports, agreed locally in conjunction with the Paediatric Bone Marrow Transplant team. |  | Y - from beaker template
Calcium (serum/plasma) | CA | Plain serum, gel serum, lithium heparin plasma | 4 hours | Both | yr | 0 | <1 | 2.16 | 2.74 | mmol/L | For total calcium, sources are CALIPER for paeds and Pathology Harmony for adults |  | Y
|  |  |  | Both | yr | 1 | <18 | 2.31 | 2.64
|  |  |  | Both | yr | 18 | - | 2.2 | 2.6
CA125 | CA125 | Plain serum, gel serum, lithium heparin plasma, EDTA plasma | Same day | F+M | Year | 0 | 150 | 0 | 34 | kU/L | Roche method sheet Ref. No. 11776223190 v1 23/09/16, NICE guidelines |  | Y
Ca19-9 (blood) | CA19-9 | Plain serum, gel serum, lithium heparin plasma, EDTA plasma | Same day | M+F | Year | 0 | 150 | 0 | 33 | kU/L | Roche kit insert |  | Y- Added from in-house database (not in beaker tempalte)
Caeruloplasmin (serum/plasma) | CAE | Plain serum, gel serum, lithium heparin plasma | 1 week | All | Weeks | 0 | 0 to 8weeks | 45 | 213 | mg/L | Neonates - Historical derivation. Reasonable agreement with Soldin 5th Ed (55 - 286). Paediatrics - <200 for diagnosis of Wilson's Disease: http://www.eurowilson.org/professional/diagnosis/index.phtml |  | Y - added from beaker template (not in in-house database)
|  |  |  | All | Weeks/Years | >8 | 8 weeks to 1 years | 109 | 371
|  |  |  | All | years | 1 | 18 | 181 | 416
|  |  |  | All | Years | 18 | 18 to 150 | 200 | 600
AFP (CSF) | CAFP | CSF, plain | 24 hours | all | weeks | all | 6 | 2 | 889 | kU/L |  | Assays on fluid are not UKAS ISO15189 accredited.
|  |  |  | All | W/M | 6 weeks | 2 months | 0 | 13
|  |  |  | All | M | >2 months |  | 0 | 3kU/L
Carbamazepine | CBZ | Plain serum, gel serum, lithium heparin plasma | Urgent 2 hours, routine 4 hours | Not age or gender specific 4.0 – 12.0 mg/L <25 mg/L not usually seriously toxic >26 mg/l associated with life threatening toxicity | [5 empty] | Mg/L | Roche kit insert |  | Y
Carcinoembryonic antigen (CEA) | CEA | Plain serum, gel serum, lithium heparin plasma | 96 hours | M+F | Year | 0 | 150 | 0 | 5 | µg/L | Roche kit insert |  | Y - Added from in-house database (not in beaker tempalte)
Estimated GFR (Children's) and Patient height (cm) | CEGFR | Plain serum, gel serum, lithium heparin plasma | 4 hours | No reference range | [5 empty] | mL/min/1.73m^2, cm (for height) | Schwartz et al. J Am Soc Nephrol (2009) 4: 1832-43. |  | Y - added from beaker tempalte (not in inhouse database)
CSF glucose | CGLU | Fluoride oxalate [F-EDTA / F-LiHep also OK] | 4 hours | All | Years | 1 year | 150 years | 2.2 | 4.4 | mmol/L | PHE CSF analysis guideline |  | Y - added from beaker template (not in in-house database)
|  |  |  | All | Months | 2 months | 12 months | 1.9 | 5
|  |  |  | All | Days | 29 days | 58 days | 1.6 | 5.6
|  |  |  | All | Days | 0 days | 28 days | 1.9 | 5.6
Beta HCG (CSF) | CHCG | CSF, plain | 4 hours | no ref range | [5 empty] | IU/L | N/A | Assays on fluid are not UKAS ISO15189 accredited.
Cholinesterase Activity and Phenotype (blood) | CHEP | Plain serum, gel serum, lithium heparin plasma, EDTA plasma | 4 weeks | 620-1370 | [5 empty] | U/L | Historical reference range. Reference range to be reviewed using data from "normal" phenotype patients (etc 12 months) |  | to check - not in in-house database or beaker template
Creatine Kinase, total (CK) (Plasma/serum) | CK | Plain serum, gel serum, lithium heparin plasma, EDTA plasma | 4 hours | MALE | d | 0 | 90 | 1 | 475 | IU/L | Adult: Pathology harmony Paed: Ridefelt P et al. Pediatric reference intervals for general clinical chemistry components - merging of studies from Denmark and Sweden. Scand J Clin Lab Invest. 2018;78(5):365-372. |  | Y
[5 empty] | m | 3 | 12 | 1 | 250
[5 empty] | y | 1 | 150 | 40 | 320
|  |  |  | FEMALE | d | 0 | 90 | 1 | 475
[5 empty] | m | 3 | 12 | 1 | 250
[5 empty] | y | 1 | 150 | 25 | 200
Chloride | CL | Plain serum, gel serum, lithium heparin plasma | 4 hours | All | Y |  | 150 | 95 | 108 | mmol/L | Pathology Harmony |  | Y
CSF lactate | CLAC | Fluoride oxalate [F-EDTA / F-LiHep also OK] | Urgent 2 hours, routine 4 hours | all | all | all | All | 1.1 | 2.4 | mmol/L | PHE CSF analysis guideline |  | Y - in beaker templte (not in in-house database)
Cobalt and Chromium (whole blood) | COCR | Whole blood EDTA | 4 weeks | autocomment applied to all: MDA/2017/018: If metal ion levels in whole blood are equal to or greater than 119nmol/L (cobalt) or 135nmol/L (chromium) (i.e. seven parts per billion (ppb) for either metal ion), a second test should be performed 3 months after the first in order to identify patients who require closer surveillance, which may include cross sectional imaging. N.B. MHRA threshold does not apply to stemmed total hip replacements. | [5 empty] | nmol/L | MHRA recommendation |  | to check - not in beakertemplate or in-house database
Conjugated bilirubin (blood) | CONBIL | Plain serum, gel serum, lithium heparin plasma | 4 hours | Both | D | 0 | 28 | 1 | 13 | µmol/L | Discussion with paediatric consultants and NICE guidance – no need to phone but should be flagged to review |  | Y - in beaker templte (not in in-house database)
|  |  |  | Both | D/Y | 29 | 18 | 1 | 8
|  |  |  | Both | Y | >18 |  |  | <5
Cortisol | CORT CORTMS | Plain serum, gel serum, lithium heparin plasma, EDTA plasma | 36 hours | No reference range autocomment on all: Reference range 08:30-11:30 AM 100-500 nmol/L | [5 empty] | nmol/L | Reference range comment from Roche Elecsys Cortisol II 07027150500V4. |  | Y
C-peptide (blood) | CPEP | Plain serum, gel serum, lithium heparin plasma | 2 weeks |  |  |  |  | 343 | 1803 | pmol/L | Mercodia C-peptide ELISA Directions for Use Version 10.0 |  | Y - in beaker templte (not in in-house database)
Creatinine Clearance | CRC | Gel serum, lithium heparin plasma, 24hour plain urine | 24 hours | ALL | ALL | ALL | ALL | 71 | 151 | mL/min | Roche IFU Cat no. 04810716190 v20 March ‘20 |  | Y
CREATININE (blood) | CREA | Plain serum, gel serum, lithium heparin plasma | 4 hours | M | days | 0 | 14 | 27 | 81 | µmol/L | Roche method sheet, Ref. No. 05168589190 v9 06/12/16 and National paediatric AKI group recommended reference ranges |  | Y
|  |  |  | M | days | 14 | 365 | 14 | 34
|  |  |  | M | years | 1 | < 3 | 15 | 31
|  |  |  | M | years | 3 | < 5 | 23 | 37
|  |  |  | M | years | 5 | <7 | 25 | 42
|  |  |  | M | years | 7 | <9 | 30 | 48
|  |  |  | M | years | 9 | <11 | 28 | 57
|  |  |  | M | years | 11 | 11 | 36 | 64
|  |  |  | M | years | 12 | 12 | 36 | 67
|  |  |  | M | years | 13 | 13 | 38 | 76
|  |  |  | M | years | 14 | 14 | 40 | 83
|  |  |  | M | years | 15 | 15 | 47 | 98
|  |  |  | M | years | 16 | 16 | 54 | 99
|  |  |  | M | years | 16 | 19 | 55 | 104
|  |  |  | M | years | 19 | 150 | 59 | 104
|  |  |  | F | days | 0 | 14 | 27 | 81
|  |  |  | F | days | 14 | 365 | 14 | 34
|  |  |  | F | years | 1 | < 3 | 15 | 31
|  |  |  | F | years | 3 | < 5 | 23 | 37
|  |  |  | F | years | 5 | <7 | 25 | 42
|  |  |  | F | years | 7 | <9 | 30 | 48
|  |  |  | F | years | 9 | <11 | 28 | 57
|  |  |  | F | years | 11 | 11 | 36 | 64
|  |  |  | F | years | 12 | 12 | 36 | 67
|  |  |  | F | years | 13 | 13 | 38 | 74
|  |  |  | F | years | 14 | 14 | 43 | 75
|  |  |  | F | years | 15 | 15 | 44 | 79
|  |  |  | F | years | 16 | 16 | 48 | 81
|  |  |  | F | years | 16 | 150 | 45 | 84
C-Reactive protein (CRP) (Plasma/serum) | CRP | Plain serum, gel serum, lithium heparin plasma, EDTA plasma | 4 hours | All | Y | 18 | 150 | 0.6 | 5 | mg/L | Roche IFU (lower limits not specified, but the lower limit of quantitation is 0.6 mg/L) |  | Y
|  |  |  | All | Y | 0 | 17 | 0.6 | 5
CSF total protein | CTP | CSF, plain | 4 hours | All | Months/Years | 2 months | 150 years | 0.15 | 0.45 | g/L | Roche kit insert. Tietz textbook of clinical chemistry |  | Y - added from in-house database (not in beaker template)
|  |  |  | All | Weeks/Months | 4 weeks | 2 months | 0.2 | 0.7
|  |  |  | All | Days/weeks | 7 days | 4 weeks | 0.2 | 0.8
|  |  |  | All | Days | 0 days | 7 days | 0.4 | 1.1
CTx (C-terminal telopeptides) | CTX | EDTA plasma | 1 week | M |  | All | All | 38 | 724 | ng/L | IDS ISYS CTX kit insert |  | Y - in beaker templte (not in in-house database)
|  |  |  | F | None - Reference range applied as an auto comment to all female patients
Copper (serum) | CU | Plain serum | 1 week | All | Months | 0 | <3 | 1.5 | 7 | µmol/L | Lockitch G. Trace elements in pediatrics. J Internat Fed Clin Chem 1996;9(2):46-8, 50-1 Heitland et al J Trace Elements in medicine and biology v20 (2006) p253-262. |  | Y - in beaker templte (not in in-house database)
|  |  |  | All | Months | 3 | <6 | 4 | 17
|  |  |  | All | Months | 6 | <12 | 8 | 20.5
|  |  |  | All | Years | 1 | <6 | 12.5 | 23.5
|  |  |  | All | Years | 6 | <10 | 13 | 21.5
|  |  |  | All | Years | 10 | <14 | 12.5 | 19
|  |  |  | All | Years | 14 | 120 | 13 | 26
Cystatin C | CYSC | Gel serum, lithium heparin plasma | Urgent 2 hours, routine 4 hours | ALL | Years | 50 | 150 | 0.61 | 1.4 | mg/L | Adults - Ann Clin Biochem. 2000 Jan;37 ( Pt 1):49-59 and USNKF guidance; Paediatrics - study 1 quoted in Paediatric Reference Intervals (5th Ed). Soldin, Bugnara and Wong. AACC Press 2003; Premature babies Arch Dis Child 2000;82:71–75. |  | Y - in beaker templte (not in in-house database)
|  |  |  | ALL | Years | 18 | 50 | 0.56 | 0.98
|  |  |  | ALL | Years | 1 | 17 | 0.56 | 1.3
|  |  |  | ALL | Days | 29 | 364 | 0.7 | 1.5
|  |  |  | ALL | Days | 0 | 28 | 0.8 | 2.3
Dexamethasone | DEX | Plain serum, gel serum | 360 hours | no ref range. Comment Concentrations <3.0 nmol/L suggest impaired absorption or excess metabolism of dexamethasone. Consider an alternative biochemical screening test to investigate hypercortisolism | [5 empty] | nmol/L | Wythenshawe in-house validation & verification (V&V) data. Dexamethasone method validation data: Q-Pulse BI-F-MS-61; Hawley, J., et al. Annals of Clinical Biochemistry, vol. 55, no. 6, Nov. 2018, pp. 665–672; Ueland GA, et al. Eur J Endocrinol 2017; 176: 705–713. |  | Y
Dehydroepiandrosterone Sulphate (DHEAS) | DHEAS | Plain serum, gel serum, (lithium heparin WYTH only) | 240 hours | Female | years | 0 | 4 (+364 days) | None | ≤1.0 | µmol/L | Source: Bae et al. Reference intervals of nine steroid hormone over the life-span analysed by LC-MS/MS: Effect of age, gender, puberty, and oral contraceptives. J Steroid Biochem Mol Biol (2019) DOI: 10.1016/j.jsbmb.2019.105409 |  | Y
[5 empty] | years | 5 | 9 (+364 days) | None | ≤2.8
[5 empty] | years | 10 | 14 (+364 days) | None | ≤5.8
[5 empty] | Years | 15 | 19 (+364 days) | 1.2 | 11
[5 empty] | Years | 20 | 39 (+364 days) | 1.2 | 8
[5 empty] | years | 40 | 59 (+364 days) | None | ≤6.5
[5 empty] | years | 60 | 80 | None | ≤4.8
|  |  |  | Male | years | 0 | 4 (+364 days) | None | ≤1.0
[5 empty] | Years | 5 | 9 (+364 days) | None | ≤2.7
[5 empty] | Years | 10 | 14 (+364 days) | None | ≤6.8
[5 empty] | years | 15 | 19 (+364 days) | 1.5 | 12
[5 empty] | years | 20 | 39 (+364 days) | 1.8 | 12.8
[5 empty] | years | 40 | 59 (+364 days) | None | ≤10.1
[5 empty] | years | 60 | 80 | None | ≤8.7
Digoxin (Blood) | DIG | Plain serum, gel serum, lithium heparin plasma | Urgent 2 hours, routine 4 hours | Not age or gender specific 0.6-1.2 ug/L | [5 empty] | mg/L | Roche kit insert |  | Y
Estimated Glomerular Filtration Rate CKD-EPI 2012 (EGFR) | EGFR | Plain serum, gel serum, lithium heparin plasma | 4 hours | all | Y | 18 | 150 | 90* | none | ml/min/1.73m2 | https://kdigo.org/wp-content/uploads/2017/02/KDIGO_2012_CKD_GL.pdf |  | Y - in beaker templte (not in in-house database)
Faecal Elastase | ELAST | Faeces | 336 hours | ALL | ALL | ALL | ALL | 201 | NONE | µg/g | ScheBo kit insert |  | Y
Blood Ethanol | ETOH | Gel serum | 4 hours | No ref range | [5 empty] | mg/L | N/A
Everolimus (Blood) | EVEROL | Whole blood EDTA | 24 hours |  |  |  |  | 3 | 8 | µg/L | Discussion with transplant Physicians |  | Y
Free Androgen Index (FAI) | FAI | Plain serum, gel serum, lithium heparin plasma | 240 hours | Female | Years | 18 | 49 + 364 days | 0.3 | 5.6 | % | Adults - Roche kit insert 07027915500, 2021-10, V3.0 |  | Y
[5 empty] | Years | 50 | 150 | 0.2 | 3.6
|  |  |  | Male | NA, not provided in males
Fluid albumin | FALB | Fluid, plain | 24 hours | No reference range | [5 empty] | g/L |  | Assay not validated for fluid. Assays on fluid are not UKAS ISO15189 accredited.
Fluid Bilirubin | Fbil | Fluid, plain |  | No reference range | [5 empty] | µmol/L | N/A
Fluid calcium | FCA | Fluid, plain |  | No reference range | [5 empty] | mmol/L |  | Assay not validated for fluid. Assays on fluid are not UKAS ISO15189 accredited.
Faecal Calprotectin (faeces) | FCAL and FCAL1(primary care distinguished from secondary see comments fields) | Faeces | 2 weeks | <100 – negative 100-250 – equivocal >250 - positive | [5 empty] | mg/g | Adopted from York group |  | Y - in beaker templte (not in in-house database)
Faecal Sugar Chromatography | FCHROM | Faeces | 2 weeks | no ref range | [5 empty] | N/A | N/A
Chloride (Fluids) | FCL | Fluid, plain |  | all | none | all | none | none | none | mmol/L | N/A
Iron | FE | Plain serum, gel serum, lithium heparin plasma | 4 hours | all | W-Y | 4 | 1 | 10 | 30 | µmol/L | Soldin and Roche IFU |  | Y
|  |  |  | all | Y | 1 | 10 | 5 | 25
|  |  |  | all | Y | 10 | 18 | 10 | 25
|  |  |  | all |  | 18 | 150 | 5.8 | 34.5
Fractional excretion of potassium | FEK | Plain serum, gel serum, lithium heparin plasma, spot urine |  | autocomment: >10% suggests renal cause for hypokalaemia, <10% suggests extra-renal cause | [5 empty] | %
Fractional Excretion of Sodium | FENA | Plain serum, gel serum, lithium heparin plasma, spot urine |  | autocomment: <1% suggests pre-renal cause for hyponatraemia, >1% renal wasting of sodium and >4% an obstructive cause | [5 empty] | %
Ferritin | FER | Gel serum, (lithium heparin plasma paeds) | 24 hours | F | Years | 0 | 5 | 12 | 150 | µg/L | Roche kit insert |  | Y - added from in-house database
|  |  |  | F | years | 5 | 120 | 15 | 150
|  |  |  | M | years | 0 | 5 | 12 | 400
|  |  |  | M | years | 5 | 120 | 15 | 400
Free Fatty Acids (blood) | FFA | Plain serum, gel serum, lithium heparin plasma | 2 weeks | No reference range | [5 empty] | µmol/L | N/A
FIB4 (blood) | FIB4 | Plain serum, gel serum, lithium heparin plasma |  | Comment: Score <1.45 suggests low risk of liver fibrosis, A score between 1.45 and 2.67 identifies patients at moderate risk of liver fibrosis, A score of >2.67 is consistent with significant fibrosis. Suggest referral to hepatology if not already made. | [5 empty] | none | https://cks.nice.org.uk/topics/non-alcoholic-fatty-liver-disease-nafld/ |  | Y - in beaker templte (not in in-house database)
Faecal Immunological Testing (FIT; faeces) | FIT / FIT1 – FCAL comments are differentiated by location primary care = FIT, secondary care = FIT1 | Faeces | 7 days |  | y | 18 |  | 10 |  | µg Hb/g | SOP | <10 µg Hb/g faeces: Negative ≥10 µg Hb/g faeces: Positive | Y
Ca125 (Fluid) | FLCA125 | Fluid, plain | 96 hours | No reference Range | [5 empty] | kU/L | N/A | Assay not validated for Fluid Assays on fluid samples are not UKAS ISO15189 accredited.
CA19-9 (Fluid) | FLCA199 | Fluid, plain | 96 hours | No reference Range | [5 empty] | kU/L | N/A | Assay not validated for Fluid Assays on fluid samples are not UKAS ISO15189 accredited.
CEA (Fluid) | FLCEA | Fluid, plain | 96 hours | No reference Range | [5 empty] | µg/L | N/A | Assay not validated for Fluid Assays on fluid samples are not UKAS ISO15189 accredited.
Cholesterol (Fluid) | FLCHOL | Fluid, plain | 24 hours | No reference Range | [5 empty] | mmol/L | N/A | Assay not validated for Fluid Assays on fluid samples are not UKAS ISO15189 accredited.
Creatinine (Fluid) | FLCR | Fluid, plain |  | No reference Range | [5 empty] | µmol/L | N/A | Assays on fluid samples are not UKAS ISO 15189 accredited.
Fluid glucose | FLGLU | Fluid, flouride oxalate | 24 hours | No reference Range | [5 empty] | mmol/L | N/A
POTASSIUM (Fluid) | FLK | Fluid, plain |  | No reference Range | [5 empty] | mmol/L | N/A | Assays on fluid samples are not UKAS ISO 15189 accredited.
Lactate Dehydrogenase (Fluid) | FLLDH | Fluid, plain | 24 hours | No Reference Interval; interpretation depends on other tests and clinical status. Light’s criteria - Exudate if fluid to plasma lactate dehydrogenase (LDH)/serum LDH ratio is greater than 0.6. Exudate if LDH level greater than two-thirds the upper limit of the laboratory's reference range of serum LDH. | [5 empty] | U/L | Pleural effusions: the diagnostic separation of transudates and exudates. Ann Intern Med. 1972; 77(4):507-13; Light RW; Macgregor MI; Luchsinger PC; Ball WC |  | Y - in beaker templte (not in in-house database)
Lipase (Fluid) | FLLPS | Fluid, plain | 24 hours | No reference Range | [5 empty] | U/L | N/A | Assays on fluid samples are not UKAS ISO 15189 accredited.
Sodium (Fluid) | FLNA | Fluid, plain |  | No reference Range | [5 empty] | mmol/L | N/A | Assays on fluid samples are not UKAS ISO 15189 accredited.
Fluid Osmolality | FLOSM | Fluid, plain | 36 hours | No reference Range | [5 empty] | mmol/Kg | N/A
pH (Fluids, usually pleural fluid) | FLPH | Fluid, plain | 24 hours | all | y | all | none | * | * | pH | https://acutecaretesting.org/en/articles/clinical-aspects-of-pleural-fluid-ph *Animal model data 7.60 to 7.66. One human study reported mean PF pH of 7.64 |  | Y - in beaker templte (not in in-house database)
Fluid total protein | FLTP | Fluid, plain | 24 hours | No reference Range - autocomment "Light’s criteria: a pleural fluid : serum protein ratio >0.5 is suggestive of an exudative pleural effusion" | [5 empty] | g/L |  | Assays on fluid samples are not UKAS ISO 15189 accredited.
Triglycerides (Fluid) | FLTRIG | Fluid, plain | 24 hours | No reference Range | [5 empty] | mmol/L | N/A | Assay not validated for fluid. Assays on fluid are not UKAS ISO15189 accredited.
URATE (ASPIRATE) | FLUA | Fluid, plain |  | No reference Range | [5 empty] | µmol/L | N/A
Fluid Urea | FLUR | Fluid, plain |  | No reference Range | [5 empty] | mmol/L | N/A
Folate (blood) | FOL | Gel serum, (lithium heparin plasma paeds) | 24 hours | All | All |  |  | 3.9 | 20 | µg/L | Wythenshawe reporting document NICE Clinical Knowledge Summary – summary of B12 and folate deficiency https://cks.nice.org.uk/topics/anaemia-b12-folate-deficiency/ |  | in-house database states ORC data. Beaker tempalte RCPath and ORC/Wyth haem user guide
Fluid Phosphate | FPHOS | Fluid, plain |  | no reference rrange | [5 empty] | mmol/L | N/A | Assay not validated for fluid. Assays on fluid are not UKAS ISO15189 accredited.
Free Monomeric Prolactin | FPROL | Gel serum, lithium heparin plasma | 24 hours | Male | Years | 18 | 150 | 67 | 251 | mU/L | Work performed by Mike France found 77.5% recovery of free prolactin on re-analysis following PEG precipitation, hence ref range values for free monomeric prolactin equal the total prolactin ref ranges adjusted by this factor utilising the same age bands. | Not in UKAS scope | Y
|  |  |  | Male | Years | 12 | 17 | 50 | 502
|  |  |  | Male | Years | 9 | 11 | 47 | 581
|  |  |  | Male | Years | 5 | 8 | 53 | 460
|  |  |  | Male | Years | 2 | 4 | 64 | 749
|  |  |  | Male | Years | 1 | 1 | 72 | 824
|  |  |  | Male | Months | 9 | 12 | 115 | 856
|  |  |  | Male | Months | 6 | 8 | 94 | 1715
|  |  |  | Male | Months | 3 | 5 | 88 | 2180
|  |  |  | Male | Days | 61 | 90 | 117 | 2186
|  |  |  | Male | Days | 31 | 60 | 534 | 3261
|  |  |  | Male | Days | 0 | 30 | 698 | 5232
|  |  |  | Female | Years | 18 | 150 | 79 | 384
|  |  |  | Female | Years | 12 | 17 | 65 | 630
|  |  |  | Female | Years | 9 | 11 | 50 | 574
|  |  |  | Female | Years | 5 | 8 | 51 | 488
|  |  |  | Female | Years | 2 | 4 | 63 | 670
|  |  |  | Female | Years | 1 | 1 | 74 | 903
|  |  |  | Female | Months | 9 | 12 | 115 | 856
|  |  |  | Female | Months | 6 | 8 | 94 | 1715
|  |  |  | Female | Months | 3 | 5 | 88 | 2180
|  |  |  | Female | Days | 61 | 90 | 117 | 2186
|  |  |  | Female | Days | 31 | 60 | 534 | 3261
|  |  |  | Female | Days | 0 | 30 | 698 | 5232
Follicle Stimulating Hormone (FSH) | FSH | Plain serum, gel serum, lithium heparin plasma | 24 hours | Male | years | 18 | 150 | 1.5 | 12.4 | IU/L | Roche kit insert 0702734500v2.2 08-2017 |  | Y
|  |  |  | Female | years | 18 | 150 | Depends on cycle- report as comment
|  |  |  | Female | Follicular |  |  | 3.5 | 12.5
|  |  |  | Female | Mid -cycle |  |  | 4.7 | 21.5
|  |  |  | Female | Luteal |  |  | 1.7 | 7.7
|  |  |  | Female | Post menopausal |  |  | 25.8 | none
Free T3 | FT3 | Plain serum, gel serum, lithium heparin plasma | 72 hours | M&F | years | ≥18 | 150 | 3.1 | 6.8 | pmol/L | Roche Elecsys TFTs paediatric ranges 2007/8. Adult euthyroid range Roche IFU FT3III 09005803500V1.0 |  | Y
|  |  |  | M&F | years | ≥11 | <18 | 3.93 | 7.7
|  |  |  | M&F | years | ≥6 | <11 | 3.88 | 8.02
|  |  |  | M&F | years | ≥1 | <6 | 3.69 | 8.46
|  |  |  | M&F | months | ≥3 | <12 | 3.3 | 8.95
|  |  |  | M&F | days | ≥4 | <91 | 3 | 9.28
Free T4 | FT4 | Plain serum, gel serum, lithium heparin plasma | 4 hours | M&F | Years" | ≥18 | 150 | 11.3 | 21.6 | pmol/L | "In-house data analysis (Fiona Ivison 2021) *Elecsys Roche 2007/2008 ranges. **CALIPER ranges for Roche 2019 (altered to remove samples <3 days of age) | Updated Dec 2022 | Y
|  |  |  | M&F | Years* | ≥12 | <18 | 11.3 | 21.6
|  |  |  | M&F | Years* | ≥7 | <12 | 12.5 | 21.5
|  |  |  | M&F | Years | ≥1 | <7 | 12.3 | 22.8
|  |  |  | M&F | Months** | ≥1 | <12 | 14 | 22
|  |  |  | M&F | Days** | ≥4 | <30 | 18 | 31
|  |  |  | M&F | days | ≥0 | ≤3 | No ranges - see autocomment to be added to results
Gamma-Glutamyl Transferase (blood) | GGT | Plain serum, gel serum, lithium heparin plasma | 4 hours | Both | D | 0 | 14 | 17 | 175 | U/L | CALIPER. Ranges different in neonates and inappropriate extending to adults. Only used to 18 years and not 19. Ranges not continuous for ORC. Wythenshawe adult ranges added. Female 6-42 IU/L and male 10-71 IU/L (Clin Chem Lab Med 2005;43:A69) |  | Y
|  |  |  | Both | D | 15 | 364 | 5 | 101
|  |  |  | Both | Y | 1 | <11 | 4 | 12
|  |  |  | Both | Y | 11 | <18 | 4 | 16
|  |  |  | M | Y | 18 |  | 10 | 71
|  |  |  | F | Y | 18 |  | 6 | 42
Gentamicin (Blood) | GENT | Plain serum, gel serum, lithium heparin plasma | urgent 2 hours, routine 4 hours | Comment: ONCE DAILY DOSING: Pre-dose: less than 1 mg/L Neonates, pre-dose: less than 2 mg/L MULTIPLE DAILY DOSING All patients (without endocarditis): Pre-dose: less than 2 mg/L 1 hr post-dose: 5-10 mg/L All patients (with endocarditis): | [5 empty] | mg/L | Discussion with Pharmacy after comparing current comments |  | Y
Globulin (blood) | GLOB | Plain serum, gel serum, lithium heparin plasma | 4 hours | Both | D | 10 | 150 | 15 | 42 | g/L | Roche data for > 28 days. In house ORC data for ≤ 28 days |  | Y
Glucose, non-fasting random | GLU | Flouride oxalate, flouride EDTA plasma | 4 hours | None. Comment added if glucose ≥11.0mmol/L "Random Glucose >11.0 mmol/L diagnostic of DM, if confirmed by repeat" | [5 empty] | mmol/L | WHO |  | Y
Fasting glucose | GLUF | Flouride oxalate, flouride EDTA plasma | 4 hours | All | Years | 18 | 150 | 4.1 | 5.6 | mmol/L | Adults-Tietz textbook of clinical chemistry; paediatrics-Soldin 5th edition/ORC in-house ranges. Roche kit insert |  | Y
|  |  |  | All | Days/Years | 8 days | 17 years | 3 | 6.5
|  |  |  | All | Days | 2 days | 7 days | 2.6 | 6.1
|  |  |  | All | Days | 0 days | 6 days | 2 | 6.1
Glucose Tolerance Test (Blood) | GTT | Flouride oxalate, flouride EDTA plasma | 4 hours | Comments: WHO Criteria for Diabetes Mellitus on Venous Plasma Normal - Fasting < 6.1mmol/L and 2hr < 7.8 mmol/L Impaired fasting glucose: Fasting 6.1 - 6.9 and 2h <7.8mmol/L Impaired glucose tolerance: Fasting glucose < 7.0 mmol/L and 2 hr plasma glucose between 7.8 and 11.0 mmol/L Diabetes: fasting >6.9 or 2hr > 11.0 mmol/L Fasting glucose <5.3 mmol/L and 120 minute value <8.5 mmol/L: comment: Results exclude gestational diabetes. Fasting glucose of ≥ 5.3 mmol/L and/or 120 minute value ≥ 8.5 mmol/l: Results consistent with gestational diabetes mellitus. Refer to MFT GDM (HAPO) guidelines 2021 | [5 empty] | mmol/L | MFT GDM (HAPO) guidelines 2021. WHO criteria |  | Y
HbA1c for Diagnosis (blood) | HbA1cD | EDTA whole blood | 96 hours | 20-41 | [5 empty] | mmol/mol | WHO guidance 2011 (Diagnostic) |  | Y
HbA1c for Monitoring (blood) | HbA1cM | EDTA whole blood | 96 hours | No reference range quoted | [5 empty] | mmol/mol | N/A
HDL – blood | HDL | Plain serum, gel serum, lithium heparin plasma | 4 hours | Both | Day | 0 | <15 | 0.2 | 1 | mmol/L | Caliper range from the excel spreadsheet - adults: Male >1.0 mmol/L Female >1.2 mmol/L (JBS 2: Joint British Societies' guidelines on prevention of cardiovascular disease in clinical practice) |  | Y
|  |  |  | Both | Day/Year | 15 | <1 | 0 | 2
|  |  |  | Both | Year | 1 | <4 | 0.7 | 1.7
|  |  |  | Both | Year | 4 | <13 | 0.8 | 2
|  |  |  | Female | Year | 13 | <16 | 0.7 | 2
|  |  |  | Male | Year | 13 | <19 | 0.7 | 1.9
Human Growth Hormone | HGH | Plain serum, gel serum | 2 weeks | No reference ranges are provided. Interpretative comments added if part of DFT | [5 empty] | µg/L | N/A
Insulin-like Growth Factor-1 (IGF-1) | IGF1 | Plain serum, gel serum | 2 weeks | extensive age and sex related reference ranges, see Beaker template for full details | [5 empty] | µg/L | IDS: Insulin-like Growth Factor-I (IGF-I) Global Multicenter Reference Interval Study (adult ranges grouped into wider age bands). J Clin Endocrinol Metab, May 2014, 99(5): 1712-1721 |  | Y - in beaker (not in inhouse database)
IGF-Binding Protein 3 (IGF-BP3) – Serum | IGFBP3 | Plain serum, gel serum | 3 weeks | extensive age and sex related reference ranges, see Beaker template for full details | [5 empty] | mg/L | Reference ranges derived from J Clin Endocrinol Metab, May 2014, 99(5): 1675-1686 . Full ranges were provided as a supplementary table from IDS in 6-monthly age bands for paediatrics and 1 year age bands for adults. These ranges were then amalgamated in-house to 1 year age bands for paediatrics and 3 separate age bands for adults (pragmatic decision as little change between the ages groups). |  | Y - in beaker (not in inhouse database)
Insulin (blood) | INS | Plain serum, gel serum, lithium heparin plasma | 2 weeks | No reference range | [5 empty] | pmol/L | N/A
Itraconazole | ITRA | Plain serum | 1-2 days | All | ALL | ALL | ALL | 1 | 2 | mg/L | Mycology Department |  | Y
Jejunal Biopsy Analysis (disaccharidases) | JBX | Jejunal tissue biopsy | 3 weeks | M/F | ALL | N/A | N/A | Maltase 130 U/g protein Sucrase 30 U / g protein Lactase 6 / g protein | Maltase 456 U/g protein Sucrase 152 U / g protein Lactase 55 U / g protein | U/g protein | SOP from ORC |  | Y
Potassium (serum/plasma) | K | Plain serum, gel serum, lithium heparin plasma | 4 hours | All | years | 18 years | 150 years | 3.5 | 5.3 | mmol/L | Pathology Harmony; Clayton, Biochemistry of the sick child |  | Y
|  |  |  | All | Weeks / years | 4 weeks | 17 years | 3.5 | 5
|  |  |  | All | Weeks | 0 weeks | 4 weeks | 3.4 | 6
Lactate (blood) | LACT | Flouride oxalate plasma | 2 hours | M/F | y | 0 | 150 | 0.6 | 2.5 | mmol/L | Pathology Harmony |  | Y
Lactate Dehydrogenase | LDH | Plain serum, gel serum, lithium heparin plasma | 4 hours | ALL | Years | 15 | 150 | 139 | 249 | IU/L | Adult range = Roche IFU Cat no. 03004732122 v12 March 2020 Consensus values for males and females (adult range). Paediatric ranges = CALIPER Roche Elecsys. |  | Y
|  |  |  | MALE | Years | 10 | 14 | 163 | 279
|  |  |  | FEMALE | Years | 10 | 14 | 163 | 269
|  |  |  | ALL | Years | 1 | 9 | 196 | 314
|  |  |  | ALL | Days | 15 | 364 | 169 | 435
|  |  |  | ALL | Days | 0 | 14 | 30 | 1143
LDL (blood) | LDL | Plain serum, gel serum, lithium heparin plasma | 4 hours | M+F | Year | 0 | <18 | 1.3 | 2.9 | mmol/L | National guidelines |  | Y - added from inhouse database, not in beaker template
Luteinising Hormone (LH) | LH | Plain serum, gel serum, lithium heparin plasma | 24 hours | M | years | 18 | 150 | 1.7 | 8.6 | IU/L | Roche kit insert 0702734500v2.0 08-2017 No ref ranges for children |  | Y
|  |  |  | F | Years | 18 | 150
[6 empty] | Follicular |  | 2.4 | 12.6
[6 empty] | Mid-cycle |  | 14 | 95.6
[6 empty] | Luteal |  | 1 | 11.4
Post Menopausal
Blood Lithium | LI | Plain serum, gel serum | 24 hours | M/F | <18 |  |  | 0.4 | 1 | mmol/L | Pathology Harmony |  | Y
|  |  |  | M/F | >18 |  |  | 0.4 | 1
Lipase (Blood) | LIP | Plain serum, gel serum, lithium heparin plasma | 4 hours | all | none | all | none | 13 | 60 | U/L | adult: Roche method sheet |  | Y
Plasma metanephrine | MET | Lithium heparin plasma, EDTA plasma | 240 hours | ALL | ALL | ALL | ALL | 0 | 510 | pmol/L | Clin Chim Acta 2010; 411:546-552 |  | Y
Mitra tacrolimus and creatinine | MITFK | Mitra collection device |  | No reference range. Autocomment "Tentative Target Range for Tacrolimus is 4-12 ug/l. Target ranges for heart and lung transplant patients ONLY. Please consult local specialist for other uses." | [5 empty] | µg/L | TelePath validation and autocomments - transplant team |  | Y
Magnesium | MG | Plain serum, gel serum, lithium heparin plasma | 4 hours | all |  |  |  | 0.7 | 1 | mmol/L | Pathology Harmony |  | Y
Mycophenolic acid | MPA | EDTA plasma | 192 hours |  | ALL | ALL | ALL | 2.5 | 4.5 | mg/L | J Heart Lung Transplant 1999; 18:143 |  | Y
Blood Methotrexate | MTX | Plain serum | Same day (OOH following day) | No reference range | [5 empty] | µmol/L | N/A
Sodium (serum/plasma) | NA | Plain serum, gel serum, lithium heparin plasma | 4 hours | All | Weeks/years | 4 weeks | 150 years | 133 | 146 | mmol/L | Pathology Harmony and in-house ORC paediatric ranges. |  | Y
|  |  |  | All | weeks | 1 week | 4 weeks | 132 | 142
|  |  |  | All | weeks | 0 weeks | 1 week | 131 | 144
Plasma normetanephrine | NMET | Lithium heparin plasma, EDTA plasma | 240 hours | ALL | ALL | ALL | ALL | 0 | 1180 | pmol/L | Clin Chim Acta 2010; 411:546-552 |  | Y
NON HDL Cholesterol (Blood, calculation) | NONHDL | Plain serum, gel serum, lithium heparin plasma | 4 hours | No reference range | [5 empty] | mmol/L | N/A
Amniotic Fluid Bilirubin (amniotic fluid) | ODD | Amniotic fluid |  | None (interpreted against Whitfield action line chart) | [6 empty] | Liley, Am J obs and Gynae, 1961, 82, 1359-70; Am J Obstet Gynecol 1993; 168:1370-6). |  | Y - in beaker template (not in inhouse database)
Oestradiol | OEST | Plain serum, gel serum, lithium heparin plasma | 24 hours immunoassay, 8 days lcms | Female | years | 18 | 55 |  |  | pmol/L | Adult ref range see Roche pack insert 06656021190v4 (Feb17). Paed ref range see CB-REP-MEA-169, Post menopausal (see OESTMS) Tanner stage data available via DB if required | also see OESTMS | Y
|  |  |  | Female | Years | follicular |  | 45 | 854
[6 empty] | Mid-Cycle |  | 151 | 1461
[6 empty] | luteal |  | 82 | 1251
[6 empty] | Post menopausal |  |  | 77
|  |  |  | Female | Days | 15 | Up to 365 |  | 78
[5 empty] | Years | 1 | Up to 9 |  | 19
[5 empty] | Years | 9 | Up to 11 |  | 170
[5 empty] | Years | 11 | Up to 12 |  | 354
[5 empty] | Years | 12 | Up to 14 | 21 | 664
[5 empty] | Years | 14 | Up to 18 |  | 996
|  |  |  | Males | years | 18 | 150 | 41 | 159
[5 empty] | Days | 15 | Up to 365 |  | 78
[5 empty] | Years | 1 | Up to 11 |  | 28
[5 empty] | Years | 11 | Up to 13 |  | 82
[5 empty] | Years | 13 | Up to 15 |  | 89
[5 empty] | Years | 15 | Up to 18 |  | 132
Oestradiol MS | OESTMS | Plain serum, gel serum, lithium heparin plasma | 8 days | F | Years | 18 | 150 |  |  | pmol/L | BI-X-MS-2 (Kushnir et al AM J Clin Pathol 2008 129 530-539) – adult female, ). Paed ref range see CB-REP-MEA-169 | Also see OEST | Y
|  |  |  | F |  | Pre-menopausal |  | 11 | 969
[6 empty] | Post - menopausal |  | 7 | 77
|  |  |  | Female | Days | 15 | Up to 365 |  | 78
[5 empty] | Years | 1 | Up to 9 |  | 19
[5 empty] | Years | 9 | Up to 11 |  | 170
[5 empty] | Years | 11 | Up to 12 |  | 354
[5 empty] | Years | 12 | Up to 14 | 21 | 664
[5 empty] | Years | 14 | Up to 18 |  | 996
|  |  |  | Male | Days | 15 | Up to 365 |  | 78
[5 empty] | Years | 1 | Up to 11 |  | 28
[5 empty] | Years | 11 | Up to 13 |  | 82
[5 empty] | Years | 13 | Up to 15 |  | 89
[5 empty] | Years | 15 | Up to 18 |  | 132
Orosomucoid | OROSO | Gel serum, lithium heparin plasma | Same day | ALL | ALL | ALL | ALL | 0.3 | 1.2 | g/L | Historical range, Broadly in keeping with multiple sources e.g. Mayo Clinic In House RR (390 to 1150 mg/L); Clin Chem Lab Med. 2004;42(7):792-9 (RR 510 to 970 mg/L); Caliper 480 to 1140 mg/L (Abbott analyser). Roche method sheet, Ref. No. 11557602316 v11 04/07/16 quotes 500-1200 mg/L. Lower reference limit retained. |  | Y - beaker template (Not in in-house database)
Osmolal Gap, serum/plasma | OSGAP | Plain serum, gel serum, lithium heparin plasma | 4 hours | all | none | all | none | -10 | 10 | mmol/kg | KW Choy et al. Clin Biochem Rev 37 (3) 2016 https://www.ncbi.nlm.nih.gov/pmc/articles/PMC5111243/pdf/cbr-37-113.pdf ; and G Liamis et al. Postgrad Med. 2017 May;129(4):456-459 https://www.tandfonline.com/doi/abs/10.1080/00325481.2017.1308210?journalCode=ipgm20 |  | Y - in beaker template (not in inhouse database)
Osmolality (Blood) | OSM | Plain serum, gel serum, lithium heparin plasma | 36 hours | all | Y |  | 150 | 275 | 295 | mmol/Kg | Pathology Harmony |  | Y
Type 1 Procollagen N Peptide (P1NP) – Serum or plasma | PINP | Plain serum, gel serum, lithium heparin plasma | 2 weeks | BOTH |  | All ages |  | 27 | 128 | µg/L | IDS Kit insert: IS-4000PLV0 13-07-2012 |  | Y - in beaker template (not in inhouse database)
Type III Procollagen N Peptide (P3NP; Blood) | P3NP | Plain serum, gel serum, lithium heparin plasma | 4 weeks | F | yrs | 0 | 0.25 | 42.4 | 64.1 | µg/L | Trivendi P et al. J Pediatr 1989: 114: 225-230 |  | Y - in beaker template (not in inhouse database)
|  |  |  | M | yrs | 0 | 0.25 | 46.5 | 77.6
|  |  |  | F | yrs | 0.25 | 0.5 | 31.3 | 37.8
|  |  |  | M | yrs | 0.25 | 0.5 | 24.6 | 43.3
|  |  |  | F | yrs | 0.5 | 0.75 | 16.2 | 23.2
|  |  |  | M | yrs | 0.5 | 0.75 | 14.9 | 21.4
|  |  |  | F | yrs | 0.75 | 1 | 13.7 | 26
|  |  |  | M | yrs | 0.75 | 1 | 11.5 | 18.9
|  |  |  | F | yrs | 1 | 2 | 11.2 | 15.7
|  |  |  | M | yrs | 1 | 2 | 7.4 | 16
|  |  |  | F | yrs | 2 | 3 | 7.2 | 12.5
|  |  |  | M | yrs | 2 | 3 | 5.9 | 11
|  |  |  | F | yrs | 3 | 10 | 5.6 | 9.9
|  |  |  | M | yrs | 3 | 10 | 5.6 | 9.9
|  |  |  | F | yrs | 10 | 11 | 5.5 | 10.6
|  |  |  | M | yrs | 10 | 11 | 6.2 | 9.4
|  |  |  | F | yrs | 11 | 12 | 8.2 | 14.2
|  |  |  | M | yrs | 11 | 12 | 5.1 | 9.4
|  |  |  | F | yrs | 12 | 13 | 7.1 | 14.6
|  |  |  | M | yrs | 12 | 13 | 6 | 11.9
|  |  |  | F | yrs | 13 | 14 | 3 | 8.7
|  |  |  | M | yrs | 13 | 14 | 7.7 | 18.8
|  |  |  | F | yrs | 14 | 15 | 6.5 | 9.7
|  |  |  | M | yrs | 14 | 15 | 8.8 | 17
|  |  |  | F | yrs | 15 | 16 | 7.2 | 7.5
|  |  |  | M | yrs | 15 | 16 | 11.4 | 19.7
|  |  |  | F | yrs | 16 | 17 | 3 | 5
|  |  |  | M | yrs | 16 | 17 | 7.4 | 18
|  |  |  | F | yrs | 17 | 18 | 3 | 5.2
|  |  |  | M | yrs | 17 | 18 | 3.8 | 5.9
Blood Paracetamol | PAR | Plain serum, gel serum, lithium heparin plasma | 4 hours | no reference range | [5 empty] | mg/L | N/A
Procalcitonin | PCT | Plain serum, gel serum | Same day | no reference range - autocomment "Consider stopping antibiotics if procalcitonin concentration has decreased by more than or equal to 80% from the PEAK concentration or is less than 0.5ug/L. Review of antibiotics is STRONGLY encouraged if procalcitonin concentration is increasing AND >0.5ug/L. Refer to microbiology for further advice on interpretation & antibiotic dosing." | [5 empty] | µg/L
Phenytoin (blood) | PHEN | Plain serum, gel serum, lithium heparin plasma | Urgent 2 hours, routine 4 hours | Not age or gender specific 5-20 mg/L | [5 empty] | mg/L | Pathology Harmony |  | Y
Blood Phenobarbital | PHENOB | Plain serum, gel serum, lithium heparin plasma | Urgent 2 hours, routine 4 hours | All | All |  |  | 10 | 40 | mg/L | Pathology Harmony |  | Y
Phosphate (blood) | PHOS | Gel serum, lithium heparin plasma | 4 hours | Both | month | 0 | <1 month | 1.4 | 2.8 | mmol/L | RMCH historic data but consistent with CALIPER. Adult from Pathology Harmony |  | Y
|  |  |  | Both | Month/yr | 1 month | <1 yr | 1.2 | 2.2
|  |  |  | Both | yr | 1 | <3 | 1.1 | 2
|  |  |  | Both | yr | 3 | <12 | 1 | 1.8
|  |  |  | Both | yr | 12 | <15 | 0.95 | 1.5
|  |  |  | Both | yr | 16 | <18 | 0.8 | 1.4
|  |  |  | Both | yr | 18 | - | 0.8 | 1.5
PLGF (Placental Growth Factor), SFLT (Soluble FMS Tyrosine Kinase-1), SFLT:PLGF ratio (blood) | PLGFP | Plain serum, gel serum | Same day | comment: Clinical decision points: sFlt:PLGF ratio is used in suspected pre-eclampsia not confirmed by clinical assessment <37 weeks. Clinical pathway includes clinical assessment of maternal symptoms, BP, proteinuria,other markers and foetal assessment in conjunction with sFlt:PLGF ratio: sFlt:PLGF ratio <38 pre-eclampsia excluded for next 7 days sFlt:PLGF ratio >38 to <85 Intermediate result, increased surveillance sFlt:PLGF ratio >85 diagnosis of pre-eclampsia/placental disease confirmed Note a positive ratio is not an isolated indication for delivery <37 weeks. | [5 empty] | none | A to Z entry prepared by Kath Hayden, Feb 2021. |  | NICE ref in beaker template
Post-Mortem Glucose (lab orderable only, not reported onto patient record) | PMGLU | Flouride oxlate | 4 hours | No ref range | [5 empty] | mmol/L | N/A | Not in UKAS scope
Post-Mortem Urea (lab orderable only, not reported onto patient record) | PMUR | Plain serum, gel serum, lithium heparin plasma | 4 hours | No ref range | [5 empty] | mmol/L | N/A | Not in UKAS scope
Posaconazole (Blood) | Posa | Plain serum | 1-2 days | No reference range. Autocomment "The target pre-dose levels are 1.0 - 3.75 mg/L on therapy and 0.7 - 1.5 mg/L for prophylaxis." | [5 empty] | mg/L | TelePath validation and autocomments. |  | Y
Prednisolone | PRED | Plain serum, gel serum, lithium heparin plasma | 192 hours | No reference range | [5 empty] | µg/L | N/A
Progesterone | PROG | Gel serum, lithium heparin plasma | 24 hours | No reference range, autocomment: Progesterone level >30 nmol/L on day 21/mid-luteal phase sample is consistent with ovulation | [5 empty] | nmol/L | Hargreaves, T. B. & Mills, J. A. (1998) Investigating and managing infertility in general practice. BMJ 316; 1438-1441 |  | Y
Prolactin | PROL | Gel serum, lithium heparin plasma | 24 hours | Male | Years | 18 | 150 | 86 | 324 | mU/L | Adult ranges = Roche kit insert 03203093190 v10 Sept-2020 Paeds ranges = From Annals paper with Siemens equipment, adjustment applied according to method bias in EQA scheme. See Beaker template (BC-CL-F-246) for details |  | Y
[5 empty] | Years | 12 | 17 | 65 | 648
[5 empty] | Years | 9 | 11 | 60 | 750
[5 empty] | Years | 5 | 8 | 69 | 593
[5 empty] | Years | 2 | 4 | 82 | 967
[5 empty] | Years | 1 | 1 | 93 | 1063
[5 empty] | Months | 9 | 12 | 148 | 1105
[5 empty] | Months | 6 | 8 | 121 | 2213
[5 empty] | Months | 3 | 5 | 113 | 2813
[5 empty] | Days | 61 | 90 | 151 | 2820
[5 empty] | Days | 31 | 60 | 689 | 4208
[5 empty] | Days | 0 | 30 | 900 | 6751
|  |  |  | Female | Years | 18 | 150 | 102 | 496
[5 empty] | Years | 12 | 17 | 84 | 813
[5 empty] | Years | 9 | 11 | 65 | 740
[5 empty] | Years | 5 | 8 | 66 | 630
[5 empty] | Years | 2 | 4 | 81 | 864
[5 empty] | Years | 1 | 1 | 96 | 1165
[5 empty] | Months | 9 | 12 | 148 | 1105
[5 empty] | Months | 6 | 8 | 121 | 2213
[5 empty] | Months | 3 | 5 | 113 | 2813
[5 empty] | Days | 61 | 90 | 151 | 2820
[5 empty] | Days | 31 | 60 | 689 | 4208
[5 empty] | Days | 0 | 30 | 900 | 6751
Prostate Specific Antigen | PSA | Gel serum, lithium heparin plasma | 24 hours | MALE | Years | 18 | 39 | NONE | NONE | µg/L | NICE NG12: Suspected cancer: recognition and referral. Roche kit insert |  | Roche kit inert in in-house database and beaker template
|  |  |  | MALE | Years | 40 | 49 | 0 | 2.5
|  |  |  | MALE | Years | 50 | 59 | 0 | 3.5
|  |  |  | MALE | Years | 60 | 69 | 0 | 4.5
|  |  |  | MALE | Years | 70 | 79 | 0 | 6.5
|  |  |  | MALE | Years | 80 | 150 | NONE | NONE
Parathyroid Hormone | PTH | Lithium heparin plasma, EDTA plasma | 24 hours | ALL | Years | 19 | 150 | 1.6 | 6.9 | pmol/L | Adult range = Roche IFU Cat no. 11972103122 v27 March 2020. Paediatric ranges = CALIPER Roche Elecsys. |  | Y
[5 empty] | Years | 11 | <19 | 1.6 | 7.2
[5 empty] | Years | 1 | <11 | 1.2 | 6.3
[5 empty] | Months | 1 | <12 | 0.9 | 6.5
[5 empty] | Days | 0 | 31 | 0.7 | 6.3
Renin activity | RENINA | Lithium heparin plasma, EDTA plasma | 240 hours | M,F | years | 18 | 150 | 0.3 | 2.2 | nmol/L/hour | In house comparison with Leeds. See: BI-F-MS-30, No paediatric ref ranges available |  | Y
Renin Concentration (blood) | RENINC | EDTA plasma | 240 hours |  | D | 0 | up to 7 | 0 | 312 | mU/L | Clinical Paediatric Endocrinology 5th Edition, Chapter 25, Lesley J. Tetlow and Peter E. Clayton |  | Y - beaker template (no inhouse databse)
[5 empty] | D & Y | 7 days | up to 1 year | 31.2 | 109.2
[5 empty] | Y | 1 | up to 2 | 32.4 | 93.6
[5 empty] | Y | 2 | up to 10 | 22.8 | 62.4
[5 empty] | Y | 10 | up to unspecified | 12 | 31.2
Serum 5HIAA | S5HIAA | Plain serum, gel serum | 240 hours | All | ALL | ALL | ALL | 0 | 140 | nmol/L | Ann Clin Biochem 2016; 53:554 |  | Y
Blood Salicylate | SAL | Plain serum, gel serum, lithium heparin plasma | 4 hours | No reference range | [5 empty] | mg/L | N/A
Salivary cortisol | SALCOR | Saliva salivette tube, saliva passive drool | 240 hours | No reference range . Comment "Salivary cortisol reference range: 8-9 am = 5-46 nmol/L Late night = < 2.6 nmol/L" | [5 empty] | nmol/L | DeBono et al. Home waking salivary cortisone to screen for adrenal insufficiency. NEJM Evid 2023, 2(2). DOI: 10.1056/EVIDoa2200182 |  | Y
Salivary cortisone | SALCORN | Saliva salivette tube, saliva passive drool | 240 hours | No reference range. Comment "Salivary cortisone reference range: 9 am = 18-47 nmol/L Late night = < 18 nmol/L", "Waking salivary cortisone less than 7.0 nmol/L , adrenal insufficiency is highly likely and requires prompt review. Waking salivary cortisone 7.0 nmol/L to 17.0 nmol/L, adrenal insufficiency cannot be excluded, arrange for a synacthen test. Waking salivary cortisone greater than 17.0 nmol/L , adrenal function likely normal. " | [5 empty] | nmol/L | DeBono et al. Home waking salivary cortisone to screen for adrenal insufficiency. NEJM Evid 2023, 2(2). DOI: 10.1056/EVIDoa2200182 |  | Y
Selenium (serum) | SEL | Plain serum | 2 weeks | F | Days | 0 | <28 | 0.25 | 0.82 | µmol/L | Heitland et al J Trace Elements in medicine and biology v20 (2006) p253-262. In-house data: Selenium by ICP-MS - Method and Paediatric Reference Intervals (CB-REP-REP-23) |  | Y - beaker template (not in in-house database)
|  |  |  | F | Months | 1 | <12 | 0.11 | 0.92
|  |  |  | F | Years | 1 | <5 | 0.26 | 1.27
|  |  |  | F | Years | 5 | <14 | 0.45 | 1.24
|  |  |  | M | Days | 0 | <28 | 0.18 | 0.9
|  |  |  | M | Months | 1 | <12 | 0.11 | 0.76
|  |  |  | M | Years | 1 | <5 | 0.32 | 1.19
|  |  |  | M | Years | 5 | <14 | 0.43 | 1.25
|  |  |  | All | Years | 14 | 120 | 0.8 | 1.5
Sex Hormone Binding Globulin (SHBG) | SHGB | Plain serum, gel serum, lithium heparin plasma | 240 hours | Female | days | 4 | 31 | 14 | 120 | nmol/L | Adults - Roche kit insert 07258496190, 2017-08, V1.0 Paediatrics – Konforte D, Shea JL, Kyriakopoulou L, Colantonio D, Cohen AH, Shaw J, Bailey D, Chan MK, Armbruster D, Adeli K. Complex biological pattern of fertility hormones in children and adolescents: a study of healthy children from the CALIPER cohort and establishment of pediatric reference intervals. Clin Chem 2013; 59:1215-27. Paediatrics – Sex Hormone Binding Globulin (SHBG) paediatric reference range review (Q Pulse Identifier: CB-REP-MEA-257) |  | Y
[5 empty] | months | 1 | 12 | 36 | 229
[5 empty] | years | 1 | 7 + 364 days | 42 | 189
[5 empty] | Years | 8 | 10 +364 days | 26 | 162
[5 empty] | Years | 11 | 12 + 364 days | 15 | 108
[5 empty] | years | 13 | 14 +364 days | 11 | 98
[5 empty] | years | 15 | 16 + 364 days | 10 | 84
[5 empty] | years | 17 | 17 + 364 days | 11 | 155
[5 empty] | years | 18 | 49 + 364 days | 32 | 128
[5 empty] | years | ≥50 |  | 27 | 128
|  |  |  | Male | days | 4 | 31 | 14 | 120
[5 empty] | months | 1 | 12 | 36 | 229
[5 empty] | years | 1 | 7 + 364 days | 42 | 189
[5 empty] | Years | 8 | 10 + 364 days | 26 | 162
[5 empty] | Years | 11 | 12 + 364 days | 15 | 108
[5 empty] | years | 13 | 14 + 364 days | 11 | 98
[5 empty] | years | 15 | 17 + 364 days | 10 | 50
[5 empty] | years | 18 | 49 + 364 days | 18 | 54
[5 empty] | years | ≥50 |  | 21 | 77
Sirolimus | SIRO | EDTA whole blood | 24 hours |  |  |  |  | 4 | 12 | µg/L | Discussion with transplant Physicians |  | Y
Salivary cortisol & cortisone -short synacthen test | SSTSAL | Saliva salivette tube, saliva passive drool | 240 hours | No reference range | [5 empty] | nmol/L
Salivary testosterone | STEST | Saliva passive drool | 1 month | Male | All | All | All | 70 | 340 | pmol/L | STEST SOP - 70-340 pmol/L (Clin Chem 2011; 57:774) |  | Y
|  |  |  | Female | All | All | All | 6 | 46
Calculus studies (stone) | Stone | Stone | 17 days | No reference range | [5 empty] | N/A | N/A
Sweat Test (sweat chloride) | Sweat Test | Sweat | Same week as patient appointment | Male | Months | 0 | 6 months | 0 | 29 | mmol/L | Guideline for the performance of the sweat test for the investigation of cystic fibrosis 2nd Version (ACB 2014) |  | Y
|  |  |  | Female | Months | 0 | 6 months | 0 | 29
|  |  |  | Male |  | 6 months | 100 years | 0 | 39
|  |  |  | Female |  | 6months | 100 years | 0 | 39
Tacrolimus | TACRO | Whole blood EDTA | 24 hours |  |  |  |  | 3 | 8 | µg/L | Discussion with transplant Physicians |  | Y
Total cholesterol to HDL ratio (blood) | TCHDL | Plain serum, gel serum, lithium heparin plasma | 4 hours | No reference range | [5 empty] | N/A
Total Cholesterol (Blood) | TCHOL | Plain serum, gel serum, lithium heparin plasma | 4 hours | Female | Day | 0 | 14 | 1.3 | 3.2 | mmol/L | Caliper range |  | Y
|  |  |  | Male | Day | 0 | 14 | 1.2 | 2.8
|  |  |  | Both | Days/Year | 15 | <1 | 1.7 | 6.1
|  |  |  | Both | Years | 1 | <19 | 2.9 | 5.4
Teicoplanin | TEICO | Plain serum, gel serum, lithium heparin plasma | 120 hours | no ref range. Autocomment "In severe Staph. aureus infections including infective endocarditis, pre dose target range is 20 - 60 mg/L. For other severe infections, target levels 10 - 60 mg/L" | [5 empty] | mg/L | TelePath validation and autooomments. Antimicobial pharmacist |  | Y - source details in in-house table / beaker tempalte
Testosterone (Roche) | Testosterone | Gel serum, lithium heparin plasma | 240 hours | Male | years | 18 | 49 + 364 days | 8.6 | 29 | nmol/L | Roche kit insert 07027915500, 2021-10, V3 |  | Y
[5 empty] | Years | ≥50 |  | 6.7 | 25.7
Testosterone by LC/LC-MS (blood) | Testosterone (LC-MS/MS) | Plain serum, gel serum, (lithium heparin plasma WYTH only) | 240 hours | Female | days | 0 | 14 | None | <0.4 | nmol/L | Source: Kyriakopoulou L, Yazdanpanah M, Colantonio DA, et al. A sensitive and rapid mass spectrometric method for the simultaneous measurement of eight steroid hormones and CALIPER pediatric reference intervals. Clinical Biochemistry 2013;46:642e51. DOI: 10.1016/j.clinbiochem.2013.01.002 Source: Kushnir MM, Blamires T, Rockwood AL, Roberts WL, Yue B, Erdogan E, Bunker AM, Miekle AW. Liquid chromatography-tandem mass spectrometry assay for androstenedione, dehydroepiandrosterone, and testosterone with pediatric and adult reference ranges. Clin Chem 2010; 56: 1138 - 47 For adult males 18 and above: Source: Roche kit insert 07027915500, 2021-10, V3 |  | Y
[5 empty] | days | 15 | 364 | None | <0.2
[5 empty] | months | 12 | 24 | None | <0.3
[5 empty] | years | 2 | 3 (+364 days) | None | <0.5
[5 empty] | years | 4 | 5 (+364 days) | None | 0.7
[5 empty] | Years | 6 | 7 (+364 days) | None | 0.2
[5 empty] | Years | 8 | 9 (+364 days) | None | 0.4
[5 empty] | years | 10 | 11 (+364 days) | 0.1 | 1.1
[5 empty] | years | 12 | 13 (+364 days) | 0.2 | 1.7
[5 empty] | years | 14 | 15 (+364 days) | 0.2 | 1.8
[5 empty] | years | 16 | 17 (+364 days) | 0.3 | 2
[5 empty] | years | >18 (pre-menopausal) |  | 0.3 | 1.9
[5 empty] | years | >18 (post-menopausal) |  | 0.2 | 1.1
|  |  |  | Male | days | 0 | 14 | 0.3 | 6.3
[5 empty] | days | 15 | 364 | None | <8.9
[5 empty] | months | 12 | 24 | None | <1.0
[5 empty] | years | 2 | 3 (+364 days) | None | <0.5
[5 empty] | years | 4 | 5 (+364 days) | None | <0.6
[5 empty] | Years | 6 | 7 (+364 days) | None | <0.5
[5 empty] | Years | 8 | 9 (+364 days) | 0.1 | 0.3
[5 empty] | years | 10 | 11 (+364 days) | 0.1 | 5.7
[5 empty] | years | 12 | 13 (+364 days) | 0.1 | 21.5
[5 empty] | years | 14 | 15 (+364 days) | 1.1 | 25.4
[5 empty] | years | 16 | 17 (+364 days) | 5.5 | 28.6
[5 empty] | Years | 18 | 49(+364days) | 8.6 | 29
[5 empty] | Years |  | ≥50 | 6.7 | 25.7
Theophylline (Blood) | THEO | Plain serum, gel serum, lithium heparin plasma, EDTA plasma | Urgent 2 hours, routine 4 hours | Not age or gender specific 10-20 mg/L | [5 empty] | mg/L | Roche kit inert |  | Y
Thiopental (blood) | THIO | Plain serum, gel serum, lithium heparin plasma | By arrangement only through DB | autocomment: It is recommended that brain-stem testing should not be undertaken if the concentration is >5mg/L (AoMRC Code of practice for the diagnosis and confirmation of death (2008)). | [5 empty] | mg/L | AoMRC Code of practice for the diagnosis and confirmation of death (2008)) |  | Y - in beaker template (not in in-house database)
Thiopurine metabolites (whole blood) | TMET XTMET | Whole bood EDTA | 2 weeks | 6-TGN: 235-450 pmol 6TGN/8x10^8 cells: maximum drug efficacy in IBD. >1000 pmol 6TGN/8x10^8 cells: increased risk of myelosuppression 6-MMPN: >5700 pmol 6MMPN/8x10^8 cells: Increased risk of hepatotoxicity | [6 empty] | SOP (Adopted from Birmingham City) |  | Y - in beaker tempalte (not in in-house database)
TmP/GFR | TMPGFR | Gel serum, lithium heparin plasma |  | Both |  | 0 | <3 months | 1.43 | 3.43 |  | Adapted from RB Payne. Ann Clin Biochem 1998; 35: 201-6 |  | Y - in bealer template (not in in-house database to check)
|  |  |  | Both |  | 3 months | <6 months | 1.48 | 3.3
|  |  |  | Both |  | 6 months | <2 years | 1.15 | 2.6
|  |  |  | Both |  | 2 years | <18 years | 1.15 | 2.44
|  |  |  | Male |  | 18 years | <35 years | 1 | 1.35
|  |  |  | Male |  | 35 years | <65 years | 0.9 | 1.35
|  |  |  | Female |  | 18 years | <35 years | 0.96 | 1.44
|  |  |  | Female |  | 35 years | <65 years | 0.88 | 1.42
|  |  |  | Both |  | 65 years | 150 years | 0.8 | 1.35
Troponin T | TNT | Gel serum, lithium heparin plasma | 2 hours | ALL | ALL | ALL | ALL | 0 | 14 | ng/L | Roche method sheet Ref. No. 05092744190 v8 March ‘20 |  | Y
Tobramycin (Blood) | TOBR | Plain serum, gel serum, lithium heparin plasma | 4 hours | comment on all: ONCE DAILY DOSING: Trough level: less than 1mg/L Peak levels not required to assess therapy. | [5 empty] | mg/L | Discussion with Pharmacy |  | Y
Triglycerides (blood) | TRIG | Plain serum, gel serum, lithium heparin plasma | 4 hours | M+F | Day | 0 | <15 | 1 | 3.3 | mmol/L | Caliper range from the excel spreadsheet - adults Roche |  | Y - adults inhouse database, paeds beaker template
|  |  |  | M+F | Day/Year | 15 | <1 | 0.7 | 3.2
|  |  |  | M+F | Year | 1 | <18 | 0.5 | 2.5
|  |  |  | M+F | Year | 18 | 150 |  | 1.6
Thyroid Stimulating Hormone (TSH) | TSH | Plain serum, gel serum, lithium heparin plasma | 4 hours | Both | Years* | ≥18 | 150 | 0.27 | 4.2 | mu/L | "In-house data analysis (Fiona Ivison 2021) *Elecsys Roche 2007/2008 ranges. **CALIPER ranges for Roche 2019 (altered to remove samples <3 days of age) | Updated Dec 2022 | Y
|  |  |  | Both | Years* | ≥12 | <18 | 0.27 | 4.2
|  |  |  | Both | Years* | ≥7 | <12 | 0.6 | 4.84
|  |  |  | Both | Years* | ≥1 | <7 | 0.7 | 5.97
|  |  |  | Both | Months** | ≥1 | <12 | 1.02 | 6.8
|  |  |  | Both | Days** | ≥4 | <30 | 1.23 | 9.7
|  |  |  | Both | days | ≥0 | ≤3 | No ranges - see autocomment to be added to results
Total protein (blood) | TP | Plain serum, gel serum, lithium heparin plasma | 4 hours | Both | D | 0 | <15 | 51 | 80 | g/L | CALIPER (Pathology Harmony for adults 60 – 80 g/L) |  | Y
|  |  |  | Both | D/Y | 15 | <1 | 43 | 69
|  |  |  | Both | Y | 1 | <6 | 59 | 73
|  |  |  | Both | Y | 6 | <9 | 62 | 75
|  |  |  | Both | Y | 9 |  | 63 | 78
Thiopurine Methyl Transferase (blood) | TPMT | Whole blood EDTA | 10 days | Deficient activity less than 10 mU/L Low activity 20 - 85 mU/L Normal activity 85 - 185 mU/L High activity > 185 mU/L | [5 empty] | mU/L | Paediatric DB SOP, ORC. |  | Y - beaker template
Thiopurine Methyl Transferase Genotype (blood) | TPMTG | Whole blood EDTA | 2 weeks | No reference range | [5 empty] | N/A | Qualitative test Reporting guide from Mol Gen laboratory |  | Y - beaker template (not inhouse database)
Thyroid Peroxidase Antibodies | TPO | Plain serum, gel serum, lithium heparin plasma | 96 hours | ALL | ALL | ALL | ALL | 0 | 34 | IU/mL | Adult range = Roche IFU Cat no. 06368590190 v9 Nov 2020. |  | Y
Transferrin | TRF | Plain serum, gel serum, lithium heparin plasma | 4 hours | All | M-Y | 2 | 1 | 1.04 | 2.24 | g/L | historical but in keeping with Caliper/Roche IFU |  | Y
|  |  |  | All | Y | 1 | 17 | 2.2 | 3.37
|  |  |  | All | Y | 17 | 150 | 2 | 3.6
Transferrin saturation | TRFSAT | Plain serum, gel serum, lithium heparin plasma | 4 hours | All | Y | 0 | 150 | 15 | 45 | % | Hereditary Haemochromatosis. BMJ 2016; 353:i3128 |  | Y
Trans-Tubular Potassium Gradient | TTKG | Plain serum, gel serum, lithium heparin plasma, spot urine |  | autocomment: Valid if urine osm >serum osm and urine sodium >20mmol/L and normal diet. <4% to 5% indicates a lack of aldosterone effect at the corticol collecting duct if hyperkalaemic at the time. If hypokalaemic, >2 to 3% would indicate renal losses. Comparison after a trial of mineralocorticoid is useful to differentiate deficiency (increases within 4-6h post dose) or resistance (no increase). | [5 empty] | % | 8-9%, applied to all ages and genders. Ref from ORC |  | Beaker template (not inhouse database) - to check
Urine 5HIAA | U5HIA | 24hour acidified urine | 240 hours | All | ALL | ALL | ALL | 4 | 46 | µmol/24 hours | Ann Clin Biochem 1997; 34: 424 |  | Y
URATE (Blood) | UA | Plain serum, gel serum, lithium heparin plasma | 4 hours | M/F | D | 0 | 15 | 158 | 748 | µmol/L | Paed -Historical range, Caliper (Roche) confirms that higher values are expected in neonates, and that slightly lower values are observed in early to late childhood. Exact Caliper values slightly different than RMCH. |  | Y
|  |  |  | M/F | D | 15 | 365 | 88 | 370
|  |  |  | F | Y | 1 | 12 | 100 | 282
|  |  |  | F | Y | 12 | 19 | 147 | 342
|  |  |  | F | Y | 19 | 150 | 140 | 360
|  |  |  | M | Y | 1 | 12 | 100 | 282
|  |  |  | M | Y | 12 | 19 | 150 | 446
|  |  |  | M | Y | 19 | 150 | 200 | 430
Albumin to Creatinine Ratio (Urine) | UARC | Spot urine | 24 hours | Any | Any | N/A | N/A |  | <3 | mg/mmol | NICE CG182 CKD: use of ACR in monitoring progression of renal disease. |  | Y - in beaker template
Urine Calcium (spot) | UCA | Spot urine | 4 hours | No reference range | [5 empty] | mmol/L | N/A
urine calcium:creatinine ratio | UCACR | Spot urine | 24 hours | Both | yr | 0 | <1 yr | 0 | 1.49 | mmol/mmol Cr | Paediatric age related cutoffs taken from paper M.P.Metz 2006 for urinary ca/cre. Adults Roche kit inset |  | Y - inhouse database
|  |  |  | Both | yr | 1 yr | <2 yrs | 0 | 1.24
|  |  |  | Both | yr | 2 yr | <5 yrs | 0 | 0.99
|  |  |  | Both | yr | 5 yr | <10 yrs | 0 | 0.69
|  |  |  | Both | yr | 10 yr | <18 yrs | 0 | 0.59
|  |  |  | Both | yr | 18 | 150yrs | 0 | 0.52
Urine Calcium Excretion | UCAEX | 24hour acidified urine | 24 hours | Both | yr | 0 | <18 | Reference interval 0 to 0.1mmol/kg/24hrs AND SO REQUIRES CONSIDERATION OF PATIENT WEIGHT to interpret |  | mmol/24hrs | Paediatric from Alon US. Pediatr Nephrol 2009 24:2129-2135 Adult from Pathology Harmony |  | Y
[5 empty] | yr | 18 | 150 | 2.5 | 7.5
Catecholamine metabolites (urine) - urine VMA/creatinine ratio | UCATSM UVMAC | Spot urine | 7 days | Any | M | 0 | 6 | N/A | 17 | (µmol/mmol) | In-house data. (Paediatric upper limit determined as 97.5 percentile value in 24 hr urines from 505 hospitalised children who did not have a neuroblastoma). |  | Y - beaker template, not inhouse database
[6 empty] | >6 | 12 |  | 15
[6 empty] | >12 | 24 |  | 10
[6 empty] | >24 | 36 |  | 9
[6 empty] | >36 | 48 |  | 8
[6 empty] | >48 | 72 |  | 7
[6 empty] | >72 | 96 |  | 6
[6 empty] | >96 | 144 |  | 5.5
[6 empty] | >144 | 192 |  | 5
Catecholamine metabolites (urine) - urine HVA/Creatinine ratio | UCATSM UHVAC | Spot urine | 7 days | Any | M | 0 | 6 | N/A | 23 | (µmol/mmol) | In-house data. (Paediatric upper limit determined as 97.5 percentile value in 24 hr urines from 505 hospitalised children who did not have a neuroblastoma). |  | Y - beaker template, not inhouse database
[6 empty] | >6 | 12 |  | 21
[6 empty] | >12 | 24 |  | 17.5
[6 empty] | >24 | 36 |  | 15
[6 empty] | >36 | 48 |  | 13
[6 empty] | >48 | 60 |  | 11
[6 empty] | >60 | 72 |  | 10
[6 empty] | >72 | 96 |  | 8
[6 empty] | >96 | 120 |  | 7
[6 empty] | >120 | 156 |  | 6
[6 empty] | >156 | 192 |  | 5
urine calcium:creatinine clearance ratio (spot) | UCCCR | Spot urine | 24 hours | autocomments, depending on results: Ca/Cr clearance ratio <0.02: In the presence of hypercalcaemia, suggest CaSR gene analysis to rule in/out familial hypocalciuric hypercalcaemia. Ca/Cr clearance ratio >0.02: In the presence of hypercalcaemia, Calcium:creatinine clearance ratio is suggestive of primary hyperparathyroidism. | [5 empty] | mmol/mmol | inhouse database states Roche kit insert. Beaker template states: Paediatric age related cutoffs taken from paper M.P.Metz 2006 for urinary ca/cre. Adult from NICE. Hyperparathyroidism (primary): diagnosis, assessment and initial management. |  | to check
Urine citrate (24 hour) | UCIT | 24 hour acidified urine | 240 hours | All | Year | 18 years | ALL | 1680 | 6450 | umol/24 hours | Ann Clin Biochem 2001; 38: 180 |  | Y
Chloride (Urine) | UCL | 24 hour plain urine | 24 hours | No reference range | [5 empty] | mmol/L | N/A
Urine cotinine | UCOT | Spot urine | 192 hours | No ref range autocomment added: <5 µg/L - Results consistent with a non-smoker; 5-50 µg/L - Result consistent with passive smoking; >50 µg/L - Results consistent with active smoking | [5 empty] | µg/L | Simultaneous Analysis of Nicotine, And Metabolites. Moyer et al. Clin. Chem (2002) 48:9 1460-1471. |  | Y
Urine Creatinine excretion | UCREA |  | 24 hours | No reference range | [5 empty] | mmol/L | Adults - Male 9-21 mmol/24 hrs Female 7-14 mmol/24hrs (Clin Chim Acta 2004;344:137-148) |  | added from in-house database, not in beaker template. To check
Urine Creatinine excretion | UCRO | 24 hour plain urine | 24 hours |  | years | 3 | 8 | 1 | 6 | mmol/24h | Paed: Soldin 5th Ed adult: Roche method sheet Ref.No, 06407137190 v12 12/12/16 |  | Y - beaker template
[5 empty] | years | 9 | 12 | 1.5 | 12.5
[5 empty] | years | 13 | 17 | 2.6 | 16.6
|  |  |  | Female |  |  |  | 7 | 14
|  |  |  | Male |  |  |  | 9 | 21
Urine Copper Excretion | UCUO | 24 hour plain urine | 4 weeks | All | Years | 0 | 120 | 0 | 1 | µmol/24hr | Ryan et al. Biomarkers for diagnosis of Wilson’s disease (review). Cochrane Library, 2019. Barth et al. Biochemical Investigations in Laboratory Medicine. ACB Venture Publications, 2001. EASL Clinical Practice Guidelines: Wilson’s disease. J Hepatol, 2012. Muller et al, Re-evaluation of the penicillamine challenge test in the diagnosis of Wilson’s disease in children. J Hepatol, 2007. |  | Y - in beaker template (not inhouse database)
Urine cystine | UCYST | 24 hour plain urine | 240 hours | All | ALL | ALL | ALL | 0 | 99 | mg/24 hours | Canadian Medical Association Journal 166, 213-218 (2002) |  | Y
Drugs of Abuse Panel (Urine) | UDOA | Spot urine | 14 days | N/A | [6 empty] | SOP: BC-SP-S-101, based on EWDTS guidelines |  | Y - inhouse database (not in beaker template)
Urine free cortisol | UFC | 24 hour plain, 24hour acidified | 192 hours | All | ALL | ALL | ALL | 0 | 164 | nmol/24h | Ann Clin Biochem 2005; 42:112-8 |  | Y
Potassium (Urine) | UK | 24 hour plain, spot urine | 24 hours | no ref range | [5 empty] | mmol/L | Roche kit insert |  | added from in-house database. Not in beaker template
Urine potassium excretion | UKO | 24 hour plain | 24 hours | All | Y | 0 | 150 | 25 | 125 | mmol/24 hours | Roche kit insert |  | Y
Magnesium (urine) | UMG | 24 hour acidified, spot urine | 24 hours | no ref range | [5 empty] | mmol/L | NICE |  | added from in-house database. Not in beaker templaate
Magnesium urine excretion | UMGO | 24 hour acidified urine | 24 hours | all |  |  |  | 2.4 | 6.5 | mmol/L/24h | Adult: Pathology harmony |  | Y - in-house database, not in beaker template
Urine Sodium | UNA | Spot urine | 24 hours | no ref range | [5 empty] | mmol/L | N/A
Urine Sodium Excretion | UNAO | 24hour plain urine | 24 hours | ALL | ALL | 0 | 150 | 40 | 220 | mmol/L/24h | Roche IFU: Cat no 03246353001 v5 July 2020 |  | Y
Urine oxalate excretion (adult) | UOX | 24hour acidified urine | 240 hours | Male | Year | 18 | ALL | 80 | 490 | umol/24 hours | BI-X-oxalate_Val |  | Y
|  |  |  | Female | Year | 18 | All | 40 | 320
Urine pH | UPH | Spot urine |  | ALL | ALL | ALL | ALL | 4 | 9 | none | Literature |  | to check ?no source ref
Urine Phosphate (Spot) | UPHOS | Spot urine | 24 hours | No reference range | [5 empty] | mmol/L | N/A
Urine Phosphate Excretion | UPHOSEX | 24hour acidified urine | 24 hours | Male | 0 yrs | < 2 yrs |  | None readily available |  | mmol/kg/24hrs | Paediatric from Acta Paediatr. 2017, 106:1170-1175 Adult from Pathology Harmony. |  | Y
[5 empty] | 2 yrs | 6 yrs | 0.3 | 1
[5 empty] | 7 yrs | 10 yrs | 0.25 | 0.9
[5 empty] | 11 yrs | 14 yrs | 0.2 | 0.8
[5 empty] | 15 yrs | 18 yrs | 0.15 | 0.7
|  |  |  | Female | 0 yrs | < 2 yrs |  | None readily available
[5 empty] | 2 yrs | 6 yrs | 0.3 | 1.1
[5 empty] | 7 yrs | 10 yrs | 0.25 | 1
[5 empty] | 11 yrs | 14 yrs | 0.2 | 0.7
[5 empty] | 15 yrs | 18 yrs | 0.15 | 0.55
|  |  |  | Both | yr | 18 | 150 | 15 | 50 | mmol/24hrs
Urea (Blood) | UR | Plain serum, gel serum, lithium heparin plasma | 4 hours | M/F | M | 0 | 1 | 2 | 5 | mmol/L | Paed source – Historical range, broadly in keeping with Caliper (Roche). Exact Caliper values slightly different than RMCH. Adult – pathology harmony |  | Y
|  |  |  | M/F | M | 1 | 12 | 2.5 | 6
|  |  |  | M/F | Y | 1 | 12 | 2.5 | 6.5
|  |  |  | M/F | Y | 12 | 18 | 3 | 7.5
|  |  |  | M/F | Y | 18 | 150 | 2.5 | 7.8
Urine total protein | UTP | Spot urine | 24 hours | no ref range | [5 empty] | mg/L | Roche kit insert |  | added from inhouse database (not in beaker template). To check
Urine Protein Creatinine Ratio (PCR) | UTPCR | Spot urine | 24 hours | M/F |  |  |  | 0 | 29 | mg/mmol | Urine PCR in pregnancy (NICE NG133) and NICE CG182 2008 (updated 2014) |  | Y
Urine protein excretion | UTPO | 24 hour plain urine | 24 hours | All | All |  |  |  | OR&T and Wythenshawe <140 mg/24hrs | mg/24h | Roche kit insert |  | Y
Urine Urate Creatinine Ratio | UUACRR | Spot urine | 24 hours | no ref range | [5 empty] | µmol/mmol creatinine | N/A
Urine Urate | UUA | Spot urine | 24 hours | no ref range | [5 empty] | mmol/L | 1.5-4.5 mmol / 24hr (Roche kit insert, Tietz textbook) |  | added from inhouse database (not in beaker template). To check
Urine Urate Excretion | UUAO | 24 hour plain urine | 24 hours | ALL | ALL | ALL | ALL | 1.5 | 4.5 | mmol/24 hr | Pathology Harmony |  | Y
Urea (Urine) | UUR | 24 hour plain urine |  | no ref range | [5 empty] | mmol/L | Roche kit insert |  | Y - added from inhouse database. Checked against beaker template
Urea urine excretion | UURO | 24 hour plain urine |  | all | Y |  | 150 | 428 | 714 | mmol/L/24h | Roche IFU. |  | Y
Blood Valproate | VAL | Plain serum, gel serum, lithium heparin plasma | Urgent 2 hours, routine 4 hours | All | <18 |  |  | 50 | 100 | mg/L
|  |  |  | All | >18 |  |  | 50 | 100
Vancomycin | VANC | Plain serum, gel serum, lithium heparin plasma | Urgent 2 hours, routine 4 hours | autocomment:" Trough level: 10 - 15 mg/L Trough level: 15 - 20 mg/L for bacteraemia, endocarditis, osteomyelitis, meningitis, hospital acquired pneumonia. Post dose levels not required. Continuous infusion - adult critical care areas only: 15-24.9mg/L Very rarely, immunoglobulin interference may lead to unreliable vancomycin results. | [5 empty] | mg/L | Discussion with Pharmacy |  | Y
Vitamin A | VITA | Plain serum, lithium heparin plasma | 2 weeks | M/F | Y | 0 | ≤1 | 0.5 | 1.5 | µmol/L | Source: < 1 years old = Scottish trace elements lab - (Lockitch G. Trace elements in pediatrics. J Internat Fed Clin Chem 1996;9(2):46-8, 50-1.). |  | Y
[6 empty] | >1 | ≤7 | 0.7 | 1.4
[6 empty] | >7 | ≤13 | 0.91 | 1.71
[6 empty] | >13 | ≤20 | 0.91 | 2.51
[6 empty] | >20 | ≤120 | 1.05 | 2.8
1,25-Dihydroxy Vitamin D | VITDM | Plain serum, gel serum | 4 weeks | ALL |  | ALL | ALL | 43 | 144 | pmol/L | Literature review performed by FI documented in method implementation checklist. See Reporting guielines BC-CL-G-57 |  | Y
Vitamin E | VITE | Plain serum, lithium heparin plasma | 2 weeks | M/F (ORC) | W | 0 | ≤4 | 2.3 | 11.6 | VITE µmol/L, CHOL mmol/L, VITECHOL µmol/mmol | VITE conc = Burtis C A, Ashwood E R, Bruns D E. (eds). Tietz Textbook of Clinical Chemistry and Molecular Diagnostics, 5th edn. St Louis, USA: Elsevier, 2012 |  | Y
[6 empty] | >4 weeks | ≤13 years | 7 | 21
[5 empty] | Y | >13 | ≤20 | 14 | 23
[5 empty] | Y | >20 | ≤120 | 12 | 42
|  |  |  | VITE:Chol ratio | Y | 0 | 120 | 3.5 | 9.5
Voriconazole | VORI | Plain serum | 96 hours | All | ALL | ALL | ALL | 1.3 | 5.7 | mg/L | Mycology Department |  | Y
Xanthochromia Screen (CSF) | XANTH | CSF plain | Analysed 8am-8pm (OOH sent to external lab if urgent) | interpretive comments | [6 empty] | Revised national guidelines for analysis of cerebrospinal fluid for bilirubin in suspected subarachnoid haemorrhage, 2008 |  | Y
Zinc | ZN | Plain serum | 1 week | All | Months | 0 | 1 | 10 | 22 | µmol/L | Heitland et al J Trace Elements in medicine and biology v20 (2006) p253-262. Alimonti et al CCA v292 (2000) p163-173 for newborns (largely agree with the values quoted). Yanagisawa JMAJ 2004, 47 p362. |  | Y
|  |  |  | All | Months/years | >1 | 12 | 10 | 18
|  |  |  | All | Year | >12 | 120 | 10 | 22